## Item Movement Summary
Item Code | Description | Category | Period (month(s)) | Total QTY Purchased | Supplier | Cost | Total QTY Sold | Lead Time (months) | AMU | Min | Current Stock | On Order | Max | Stock Value | Re-Order Qty | Re-Order Value
-GLF12.5-S | Galvanised Industrial Extractor Fan+ Grill & Louvers 1380sq, 380V,1.1kw, 440rpm, 44000m3/hr |  | 1 | 1 | AF Fans CC | 6515.6 | 0 | 0.5 | 1 | 1 | 0 | 0 | 2
.30 Duct | 300mm Diameter-10 meter Long | DUCT | 2 | 5 | Luft Industries Natal (Pty) Ltd | 1500 | 5 | 0.5 | 2.5 | 1 | 0 | 0 | 6
0.2543PM | 0.25kW 4P 380V Pad Mount Motor | FM - MOTOR | 19 | 29 | ACTOM | 1149.38 | 0 | 1 | 2 | 2 | 0 | 6 | 6
0.3723PM | 0.37kW 2P 380V Pad Mount Motor | FM - MOTOR | 20 | 55 | ACTOM | 1207.65 | 0 | 0.7 | 3 | 2 | 0 | 0 | 8
0.3741PM | 0.37KW 4P 220V Pad Mount Motor | MOTORS | 3 | 3 | WEG South Africa | 1430 | 2 | 1 | 1 | 1 | 0 | 0 | 3
0.3743PM | 0.37kW 4P 380V Pad Mount Motor | FM - MOTOR | 19 | 44 | ACTOM | 1251.89 | 0 | 0.8 | 2.5 | 2 | 0 | 10 | 7
0.3763PM | 0.37kW 6P 380V Pad Mount Motor |  | 1 | 0 |  | 0 | 0 | 0.5 | 1 | 1 | 0 | 0 | 2
0.5523FM | 0.55KW 2P 380V Foot Mount Motor | MOTORS | 1 | 1 | ACTOM | 1205 | 0 | 0.5 | 1 | 1 | 0 | 0 | 2
0.5523PM | 0.55kW 2P 380V Pad Mount Motor | FM - MOTOR | 20 | 52 | ACTOM | 1304.81 | 2 | 0.9 | 3 | 3 | 0 | 10 | 9
0.552P | 0.55Kw 2P 380V Pad Motor |  | 1 | 1 | ACTOM | 1359 | 0 | 0.8 | 1 | 1 | 0 | 0 | 3
0.5541PM | 0.55KW 4P 220V Pad Mount Motor | MOTORS | 1 | 1 | ASKARI ELECTRIC (PTY) LTD | 1480 | 0 | 0.5 | 1 | 1 | 0 | 0 | 2
0.5543PM | 0.55kW 4P 380V Pad Mount Motor | FM - MOTOR | 20 | 70 | ACTOM | 1539.27 | 0 | 0.7 | 3.5 | 2 | 0 | 0 | 9
0.5563PM | 0.55kW 6P 380V Pad Mount Motor |  | 1 | 0 |  | 0 | 0 | 0.5 | 1 | 1 | 0 | 0 | 2
0.7523PM | 0.75kW 2P 380V Pad Mount Motor | FM - MOTOR | 19 | 22 | ACTOM | 1590.52 | 1 | 0.7 | 1.5 | 1 | 0 | 2 | 4
0.752P | 0.75Kw 2Pole 380V Pad Mount |  | 1 | 3 | ACTOM | 1591 | 0 | 1.2 | 3 | 4 | 0 | 0 | 10
0.7541FM | 0.75Kw 220v Foot Mount |  | 1 | 1 | ACTOM | 1880 | 0 | 1.4 | 1 | 1 | 0 | 0 | 3
0.7541PM | 0.75Kw 220v Pad Mount |  | 1 | 1 | ASKARI ELECTRIC (PTY) LTD | 1630 | 0 | 0.5 | 1 | 1 | 0 | 0 | 2
0.7543PM | 0.75kW 4P 380V Pad Mount Motor | FM - MOTOR | 21 | 54 | ACTOM | 1445.96 | 1 | 1.1 | 3 | 3 | 0 | 6 | 9
0.7563PM | 0.75kW 6P 380V Pad Mount Motor |  | 1 | 1 | ACTOM | 1834 | 0 | 1.8 | 1 | 2 | 0 | 0 | 4
0.75kW VSD | 0.75kW Variable Speed Drive | VSD | 10 | 5 | Drive Dynamics (Pty) Ltd | 2710 | 8 | 0.6 | 1 | 1 | 0 | 0 | 3
0.75kW VSD Enc. | 0.75kW Variable Speed Drive Enclosure | VSD | 1 | 0 | AM SYSTEMS INTEGRATIONS (PTY) LTD | 7257.38 | 0 | 0.9 | 1 | 1 | 0 | 0 | 3
0010 | SPARE MOTOR - TIRACAMINO - Vortice Spare Motor for Tiracamino 0.12kW 4P 230V |  | 10 | 0 |  | 0 | 21 | 0.5 | 2.5 | 1 | 0 | 0 | 6
008 | Majax-2 800 32-E-8 Belt drive c/w 4.0kw 4P 1150rpm 380V |  | 1 | 0 |  | 0 | 0 | 0.5 | 1 | 1 | 0 | 0 | 2
009 | HVF/75N c/w 0.24kW 750mm 220V |  | 1 | 0 |  | 0 | 20 | 0.5 | 20 | 10 | 0 | 0 | 50
02880 | PRA LOCKNUT BRASS No 0 & 1 - M20 |  | 4 | 3 | Pratley (Pty) Ltd | 4276.18 | 0 | 0.5 | 1 | 1 | 0 | 0 | 2
053575 | AFROX PICKELING PASTE AOX 1LT |  | 1 | 2 | INTROWELD CC | 520 | 0 | 0.5 | 2 | 1 | 0 | 0 | 5
1 IP 65 | Change IP Rating - Motor Size 90Watts 2Pole 380V to IP 65 |  | 6 | 4 | Luck and King | 1004 | 0 | 0.5 | 1 | 1 | 0 | 0 | 2
1.1.2Pad | 1.1Kw 2P 380V Pad Mount Motor |  | 21 | 12 | ACTOM | 1768.63 | 1 | 0.9 | 1 | 1 | 0 | 0 | 3
1.123PM | 1.1kW 2P 380V Pad Mount Motor | FM - MOTOR | 19 | 22 | ACTOM | 1726.71 | 0 | 0.9 | 1.5 | 1 | 0 | 8 | 4
1.141PM | 1.1kW 4P 220V Pad Mount Motor |  | 1 | 1 | ASKARI ELECTRIC (PTY) LTD | 2276 | 0 | 0.9 | 1 | 1 | 0 | 0 | 3
1.143FM | 1.1kW 4P 400V B3 QL3 |  | 20 | 6 | ACTOM | 1895 | 0 | 0.5 | 1 | 1 | 0 | 0 | 2
1.143PM | 1.1kW 4P 380V Pad Mount Motor | FM - MOTOR | 21 | 73 | ACTOM | 1751.92 | 0 | 0.7 | 3.5 | 2 | 0 | 15 | 9
1.163PM | 1.1kW 6P 380V Pad Mount Motor |  | 1 | 2 | WEG South Africa | 2430 | 0 | 0.5 | 2 | 1 | 0 | 0 | 5
1.5 kW 4P VSD | 1.5kW 4 Pole Variable Speed Drive | VSD | 1 | 0 |  | 0 | 0 | 0.5 | 1 | 1 | 0 | 0 | 2
1.523PM | 1.5kW 2P 380V Pad Mount Motor | FM - MOTOR | 20 | 19 | ACTOM | 1902.15 | 0 | 1.1 | 1 | 1 | 0 | 5 | 3
1.541PM | 1.5KW 4P 220V Pad Mount Motor |  | 1 | 0 |  | 0 | 0 | 0.5 | 1 | 1 | 0 | 0 | 2
1.543PM | 1.5kW 4P 380V Pad Mount Motor | FM - MOTOR | 21 | 53 | ACTOM | 2747.74 | 0 | 0.9 | 3 | 3 | 0 | 15 | 9
1.563PM | 1.5kW 6P 380V Pad Mount Motor |  | 1 | 10 | ACTOM | 2681 | 0 | 1.4 | 10 | 14 | 0 | 0 | 34
1.583PM | 1.5KW 8P 380V Pad Mount Motor |  | 1 | 1 | Bearing Man Group | 2853.04 | 0 | 0.5 | 1 | 1 | 0 | 0 | 2
1.5kW VSD | 1.5kW Variable Speed Drive | VSD | 1 | 0 | AM SYSTEMS INTEGRATIONS (PTY) LTD | 5996.25 | 1 | 0.9 | 1 | 1 | 0 | 0 | 3
1.5kW VSD ENC. | 1.5kW Variable Speed Drive Enclosure | VSD | 1 | 0 | AM SYSTEMS INTEGRATIONS (PTY) LTD | 7618.69 | 0 | 0.9 | 1 | 1 | 0 | 0 | 3
100/112 FR 27.8 | 100/112 Motor Frame - 27.8 mm OD Spacer |  | 3 | 37 | Hulmak Engineering cc | 30 | 0 | 0.5 | 12.5 | 6 | 0 | 0 | 31
1000 HDG | 1000SC 1000mm Diam HDG Screen |  | 1 | 2 | Heinmor Wire Products CC | 876 | 2 | 0.5 | 2 | 1 | 0 | 0 | 5
1000 ICS | Majax Inlet Cone & Screen |  | 1 | 0 |  | 0 | 2 | 0.5 | 2 | 1 | 0 | 0 | 5
1000 IMP | Impeller 1000Dia |  | 1 | 0 |  | 0 | 0 | 0.5 | 1 | 1 | 0 | 0 | 2
1000 LS | Louvre Shutter |  | 1 | 0 |  | 0 | 0 | 0.5 | 1 | 1 | 0 | 0 | 2
1000 SI | Spare Impeller |  | 1 | 0 |  | 0 | 0 | 0.5 | 1 | 1 | 0 | 0 | 2
1000 SIL | Inlet Silencer 1000 1.5D (1000mm Diameter to reduce noise on the dischargeside) |  | 1 | 0 |  | 0 | 1 | 0.5 | 1 | 1 | 0 | 0 | 2
1000 X 500 MM | Sand Trap Air Louver |  | 1 | 0 |  | 0 | 2 | 0.5 | 2 | 1 | 0 | 0 | 5
10000000 | Impeller 0560mm 'B' 250A14PR19mm 080Frame |  | 1 | 1 | Luft Industries Natal (Pty) Ltd | 1612 | 0 | 0.5 | 1 | 1 | 0 | 0 | 2
10000005 | SILENTBLOCKS FOR THT-125-4/8T/6-27-F300 400V |  | 1 | 0 |  | 0 | 0 | 0.5 | 1 | 1 | 0 | 0 | 2
1000002 | Monthly Retainer - March 2025 |  | 6 | 4 | KOBILAN PILLAY AND ASSOCIATES | 4000 | 0 | 0.5 | 1 | 1 | 0 | 0 | 2
1000005 | TURBINA CMP 616 14 LG (Impeller for CMP616-2T-0.75 230/400V) | FM - SODECA | 27 | 24 | SODECA | 1786.4 | 25 | 2.7 | 1 | 3 | 0 | 0 | 5
1000005. | FILTER F7 - REPLACEMENT FOR CJK/FILTER/EC-500-F7+9 |  | 1 | 0 |  | 0 | 0 | 0.5 | 1 | 1 | 0 | 0 | 2
1000012 | HCD 20 4M | FM - SODECA | 29 | 8 | SODECA | 798.59 | 17 | 1.2 | 1 | 1 | 0 | 0 | 3
1000013 | HCD 25 4M | FM - SODECA | 30 | 2 | SODECA | 299.66 | 12 | 2.8 | 1 | 3 | 0 | 0 | 5
1000013. | HCD-30-4M 230V. 50/60Hz |  | 1 | 8 | SODECA | 1635.63 | 0 | 2.1 | 8 | 17 | 0 | 0 | 33
1000015 | HCD 30 4M | FM - SODECA | 22 | 5 | SODECA | 2222.02 | 22 | 1.8 | 1 | 2 | 0 | 0 | 4
1000016 | HCD 35 4M | FM - SODECA | 33 | 0 | Luck and King | 0 | 14 | 1.5 | 1 | 2 | 0 | 0 | 4
1000039 | HCT-25-2M/PL | FM - SODECA | 1 | 0 |  | 0 | 0 | 0.5 | 1 | 1 | 0 | 0 | 2
1000040 | HCT-25-2T/PL | FM - SODECA | 35 | 0 |  | 0 | 2 | 0.5 | 1 | 1 | 0 | 0 | 2
1000043 | HCT-25-4M/PL | FM - SODECA | 1 | 0 |  | 0 | 0 | 0.5 | 1 | 1 | 0 | 0 | 2
1000044 | HCT-25-4T/PL | FM - SODECA | 1 | 0 |  | 0 | 0 | 0.5 | 1 | 1 | 0 | 0 | 2
1000046 | HCT-31-2M/PL | FM - SODECA | 4 | 0 |  | 0 | 1 | 0.5 | 1 | 1 | 0 | 0 | 2
1000047 | HCT-31-2T/PL | FM - SODECA | 26 | 0 |  | 0 | 2 | 0.5 | 1 | 1 | 0 | 0 | 2
1000049 | HCT-31-4M/PL | FM - SODECA | 18 | 0 |  | 0 | 1 | 0.5 | 1 | 1 | 0 | 0 | 2
100005 | SILENT BLOCK THT-90-4T-5.5-14-F-300 |  | 1 | 0 |  | 0 | 0 | 0.5 | 1 | 1 | 0 | 0 | 2
1000050 | HCT-31-4T/PL | FM - SODECA | 1 | 0 |  | 0 | 0 | 0.5 | 1 | 1 | 0 | 0 | 2
1000051 | HCT-35-2M/PL | FM - SODECA | 1 | 0 |  | 0 | 0 | 0.5 | 1 | 1 | 0 | 0 | 2
1000052 | HCT-35-2T/PL | FM - SODECA | 8 | 0 |  | 0 | 1 | 0.5 | 1 | 1 | 0 | 0 | 2
1000054 | HCT-35-4M/PL | FM - SODECA | 1 | 0 |  | 0 | 0 | 0.5 | 1 | 1 | 0 | 0 | 2
1000055 | HCT-35-4T/PL | FM - SODECA | 1 | 0 |  | 0 | 0 | 0.5 | 1 | 1 | 0 | 0 | 2
100081 | OPTECH OUTER LENS 110 X 90 |  | 1 | 5 | INTROWELD CC | 0 | 0 | 0.5 | 5 | 2 | 0 | 0 | 12
100083 | OPTECH INNER LENS 108 X 51 |  | 1 | 5 | INTROWELD CC | 0 | 0 | 0.5 | 5 | 2 | 0 | 0 | 12
100087 | SOLAR HELMET ADJUSTABLE (84-210300-11 |  | 1 | 1 | INTROWELD CC | 0 | 0 | 0.5 | 1 | 1 | 0 | 0 | 2
1000BDD | Back Draft Demper |  | 1 | 0 |  | 0 | 0 | 0.5 | 1 | 1 | 0 | 0 | 2
1000CF | 1000 Diam Counter Flange | FM - C/FLANGE | 50 | 63 | Attenu-Tec HVAC Parts | 502.91 | 51 | 0.6 | 1.5 | 1 | 0 | 0 | 4
1000CFUG | 1000 Diam Counter Flange Ungalvanised | FM - C/FLANGE | 1 | 6 | ULTIMATENG (PTY) LTD | 0 | 0 | 0.5 | 6 | 3 | 0 | 0 | 15
1000FB | Filter Box c/w Weather Louvre (Fresh Air) |  | 1 | 0 |  | 0 | 0 | 0.5 | 1 | 1 | 0 | 0 | 2
1000FC | 1000 Diam Flexible Connection | FM - DONKIN | 1 | 0 |  | 0 | 0 | 0.5 | 1 | 1 | 0 | 0 | 2
1000HVJ-2S | 1000 Diam Vertical Discharge Unit | FM - DONKIN | 1 | 0 |  | 0 | 0 | 0.5 | 1 | 1 | 0 | 0 | 2
1000HVJ-2SB | 1000 Diam Vertical Discharge BASE | FM - DONKIN | 1 | 0 |  | 0 | 0 | 0.5 | 1 | 1 | 0 | 0 | 2
1000IC | Majax Inlet Cone |  | 1 | 16 | Attenu-Tec HVAC Parts | 1478 | 14 | 0.5 | 16 | 8 | 0 | 0 | 40
1000ILC | Majax-2 Inlet Cone Screen |  | 1 | 0 |  | 0 | 0 | 0.5 | 1 | 1 | 0 | 0 | 2
1000MBP09 | 1-0350-240 P09 - 1000 Motor Bracket |  | 19 | 28 | Kart Shop TA Ultimate Laser Cutting | 72.61 | 0 | 0.5 | 1.5 | 1 | 0 | 0 | 4
1000MF | 1000 Diam Mounting Feet | FM - M/FEET | 50 | 74 | Attenu-Tec HVAC Parts | 471.32 | 84 | 0.7 | 2 | 1 | 0 | 0 | 5
1000MFUG | 1000 Diam Mounting Feet Ungalvanized | FM - M/FEET | 1 | 24 | ULTIMATENG (PTY) LTD | 0 | 0 | 0.5 | 24 | 12 | 0 | 0 | 60
1000PLT400-3MM | 1000 Casing Sheet - 3153 x 400 - 3mm | CASING | 1 | 0 |  | 797 | 0 | 0.5 | 1 | 1 | 0 | 0 | 2
1000PLT500-3MM | 1000 Casing Sheet - 3153 x 500 - 3mm | CASING | 1 | 0 |  | 997 | 0 | 0.5 | 1 | 1 | 0 | 0 | 2
1000PLT800-4MM | 1000 Casing Sheet - 3153 x 800 - 4mm |  | 1 | 0 | NJR STEEL - ALRODE (PTY) LTD | 0 | 0 | 0.5 | 1 | 1 | 0 | 0 | 2
1000S1.0D | 1000 Diam Silencer 1.0D | FM - DONKIN | 1 | 0 |  | 0 | 0 | 0.5 | 1 | 1 | 0 | 0 | 2
1000S1.0DP | 1000 Diam Silencer 1.0D Podded | FM - DONKIN | 1 | 0 |  | 0 | 0 | 0.5 | 1 | 1 | 0 | 0 | 2
1000S1.5D | 1000 Diam Silencer 1.5D | FM - DONKIN | 1 | 0 |  | 0 | 0 | 0.5 | 1 | 1 | 0 | 0 | 2
1000S1.5DP | 1000 Diam Silencer 1.5D Podded | FM - DONKIN | 16 | 10 | Attenu-Tec | 6255 | 10 | 1 | 1 | 1 | 0 | 0 | 3
1000S2.0D | 1000 Diam Silencer 2.0D | FM - DONKIN | 1 | 0 |  | 0 | 0 | 0.5 | 1 | 1 | 0 | 0 | 2
1000S2.0DP | 1000 Diam Silencer 2.0D Podded | FM - DONKIN | 1 | 4 | Attenu-Tec | 7900 | 4 | 1.9 | 4 | 8 | 0 | 0 | 16
1000SAP | 1000mm Diam podded silencer 1400 Long |  | 1 | 0 |  | 0 | 0 | 0.5 | 1 | 1 | 0 | 0 | 2
1000SM1.0D | 1000 Diam Melinex Silencer 1.0D | FM - DONKIN | 1 | 4 | Attenu-Tec | 4463 | 0 | 0.5 | 4 | 2 | 0 | 0 | 10
1000SM1.0DP | 1000 Diam Melinex Silencer 1.0D Podded | FM - DONKIN | 1 | 0 |  | 0 | 4 | 0.5 | 4 | 2 | 0 | 0 | 10
1000SM1.5D | 1000 Diam Melinex Silencer 1.5D | FM - DONKIN | 1 | 0 |  | 0 | 0 | 0.5 | 1 | 1 | 0 | 0 | 2
1000SM1.5DP | 1000 Diam Melinex Silencer 1.5D Podded | FM - DONKIN | 1 | 2 | Attenu-Tec | 5620 | 2 | 0.5 | 2 | 1 | 0 | 0 | 5
1000SM2.0D | 1000 Diam Melinex Silencer 2.0D | FM - DONKIN | 1 | 0 |  | 0 | 0 | 0.5 | 1 | 1 | 0 | 0 | 2
1000SM2.0DP | 1000 Diam Melinex Silencer 2.0D Podded | FM - DONKIN | 1 | 0 |  | 0 | 0 | 0.5 | 1 | 1 | 0 | 0 | 2
1002948 | HCT-40-4T-0.33/PL | FM - SODECA | 3 | 1 | SODECA | 10445.1 | 1 | 2 | 1 | 2 | 0 | 0 | 4
1003102 | HCT-80-4T-5.5/PL IE3 |  | 1 | 0 |  | 0 | 0 | 0.5 | 1 | 1 | 0 | 0 | 2
1003118 | HCT-90-4T-7.5/PL IE3 |  | 1 | 0 |  | 0 | 0 | 0.5 | 1 | 1 | 0 | 0 | 2
1005876 | HTM-45-4M | FM - SODECA | 1 | 0 |  | 0 | 0 | 0.5 | 1 | 1 | 0 | 0 | 2
1005877 | HTM-45-4T | FM - SODECA | 1 | 0 |  | 0 | 0 | 0.5 | 1 | 1 | 0 | 0 | 2
1005878 | HTM-56-4M | FM - SODECA | 3 | 0 |  | 0 | 1 | 0.5 | 1 | 1 | 0 | 0 | 2
1005879 | HTM-56-4T | FM - SODECA | 1 | 0 |  | 0 | 1 | 0.5 | 1 | 1 | 0 | 0 | 2
1005880 | HTM-63-4T IE3 | FM - SODECA | 1 | 0 |  | 0 | 0 | 0.5 | 1 | 1 | 0 | 0 | 2
1006313 | HCDF-31-4T / ATEX / EXII2G Ex d | FM - SODECA | 1 | 1 | SODECA | 10228.92 | 0 | 2 | 1 | 2 | 0 | 0 | 4
1006315 | HCDF 35 - 4T - Flameproof | FM - SODECA | 1 | 0 |  | 0 | 1 | 0.5 | 1 | 1 | 0 | 0 | 2
1006317 | HCDF 40 - 4T - Flameproof | FM - SODECA | 1 | 0 |  | 0 | 0 | 0.5 | 1 | 1 | 0 | 0 | 2
1006319 | HCDF 45 - 4T - Flameproof | FM - SODECA | 1 | 0 |  | 0 | 0 | 0.5 | 1 | 1 | 0 | 0 | 2
1006321 | HCDF 50 - 4T - Flameproof | FM - SODECA | 26 | 0 |  | 0 | 2 | 0.5 | 1 | 1 | 0 | 0 | 2
1006323 | HCDF 56 - 4T - Flameproof | FM - SODECA | 1 | 0 |  | 0 | 0 | 0.5 | 1 | 1 | 0 | 0 | 2
1006386 | HT-80-4T 230/400V. IE3 |  | 1 | 0 |  | 0 | 0 | 0.5 | 1 | 1 | 0 | 0 | 2
1006628 | R/THT-90-1 |  | 1 | 0 |  | 0 | 0 | 0.5 | 1 | 1 | 0 | 0 | 2
1006661 | B-125 |  | 1 | 0 |  | 0 | 0 | 0.5 | 1 | 1 | 0 | 0 | 2
1006663 | B-150 |  | 1 | 8 | SODECA | 553.55 | 0 | 2.8 | 8 | 22 | 0 | 0 | 38
1006732 | BTUB-900 |  | 1 | 0 |  | 0 | 0 | 0.5 | 1 | 1 | 0 | 0 | 2
1006734 | BTUB-1250 |  | 1 | 0 |  | 0 | 0 | 0.5 | 1 | 1 | 0 | 0 | 2
1006880 | PS-125/20CV |  | 1 | 0 |  | 0 | 0 | 0.5 | 1 | 1 | 0 | 0 | 2
1006889 | PS-90 |  | 1 | 0 |  | 0 | 0 | 0.5 | 1 | 1 | 0 | 0 | 2
1006891 | RT-125 |  | 1 | 0 |  | 0 | 0 | 0.5 | 1 | 1 | 0 | 0 | 2
1006904 | RT-90 |  | 1 | 0 |  | 0 | 0 | 0.5 | 1 | 1 | 0 | 0 | 2
1006974 | RPA-20 |  | 1 | 4 | SODECA | 281.92 | 0 | 2.8 | 4 | 11 | 0 | 0 | 19
1007130 | BAC-900 |  | 1 | 0 |  | 0 | 0 | 0.5 | 1 | 1 | 0 | 0 | 2
1007132 | BAC - 1250 |  | 1 | 0 |  | 0 | 0 | 0.5 | 1 | 1 | 0 | 0 | 2
1007138 | ACE - 125 |  | 1 | 0 |  | 0 | 0 | 0.5 | 1 | 1 | 0 | 0 | 2
1007140 | ACE-150 |  | 1 | 4 | SODECA | 754.81 | 0 | 2.8 | 4 | 11 | 0 | 0 | 19
1007195 | VSD3/A-RFT-10 |  | 1 | 0 |  | 0 | 0 | 0.5 | 1 | 1 | 0 | 0 | 2
1007207 | VSD3/ARFT-30 |  | 1 | 0 |  | 0 | 0 | 0.5 | 1 | 1 | 0 | 0 | 2
1007213 | VSD3/A-RFT-7.5 |  | 1 | 0 |  | 0 | 0 | 0.5 | 1 | 1 | 0 | 0 | 2
1007372 | SC-900/1200 |  | 1 | 0 |  | 0 | 0 | 0.5 | 1 | 1 | 0 | 0 | 2
1007376 | SR-1800/1200/1200 |  | 1 | 0 |  | 0 | 0 | 0.5 | 1 | 1 | 0 | 0 | 2
1007442 | BIC - 254 |  | 1 | 0 |  | 0 | 0 | 0.5 | 1 | 1 | 0 | 0 | 2
1007944 | CPV 1020 4T | FM - SODECA | 34 | 23 | SODECA | 7297.22 | 23 | 2.3 | 1 | 2 | 0 | 0 | 4
1007947 | CPV 1325 4T | FM - SODECA | 30 | 5 | SODECA | 9057.07 | 7 | 2.1 | 1 | 2 | 0 | 0 | 4
1007957 | CPV 1020 2TIE3 | FM - SODECA | 25 | 4 | SODECA | 8659.74 | 2 | 2.4 | 1 | 2 | 0 | 0 | 4
1007960 | CPV 1325 2TIE3 | FM - SODECA | 6 | 1 | SODECA | 6576.53 | 1 | 2.8 | 1 | 3 | 0 | 0 | 5
1007964 | CPV-1630-4T IE3 |  | 1 | 0 |  | 0 | 0 | 0.5 | 1 | 1 | 0 | 0 | 2
1007966 | CPV-1840-4T IE3 |  | 1 | 0 |  | 0 | 0 | 0.5 | 1 | 1 | 0 | 0 | 2
1007971 | CPV -1942-4T-10 IE3 |  | 1 | 0 |  | 0 | 0 | 0.5 | 1 | 1 | 0 | 0 | 2
1008005 | CPV-1020-4T/ATEX/EXII2G Ex d |  | 1 | 0 |  | 0 | 0 | 0.5 | 1 | 1 | 0 | 0 | 2
1008010 | CPV-1020-2T/ATEX/EXII2G Ex d |  | 1 | 0 |  | 0 | 0 | 0.5 | 1 | 1 | 0 | 0 | 2
1008011 | CPV/ATEX-1325-2T/2G Ex db | Sodeca | 1 | 0 |  | 0 | 1 | 0.5 | 1 | 1 | 0 | 0 | 2
1008215 | CJDXR-315-1 230/400V. IE3 |  | 1 | 0 |  | 0 | 0 | 0.5 | 1 | 1 | 0 | 0 | 2
1008225 | CJDXR-355-1.5 230/400V IE3 |  | 1 | 0 |  | 0 | 0 | 0.5 | 1 | 1 | 0 | 0 | 2
1008226 | CJDXR-400-3 230/400V. IE3 |  | 1 | 0 |  | 0 | 0 | 0.5 | 1 | 1 | 0 | 0 | 2
1008234 | CJDXR-400-3 230/400V. IE3 |  | 1 | 0 |  | 0 | 0 | 0.5 | 1 | 1 | 0 | 0 | 2
1008235 | CJDXR-400-4 230/400V. IE3 |  | 1 | 0 |  | 0 | 0 | 0.5 | 1 | 1 | 0 | 0 | 2
1008243 | CJDXR-450-4 230/400V. IE3 |  | 1 | 0 |  | 0 | 0 | 0.5 | 1 | 1 | 0 | 0 | 2
1008843 | CMA-218-2M | FM - SODECA | 12 | 0 |  | 0 | 3 | 0.5 | 1 | 1 | 0 | 0 | 2
1008844 | CMA-218-2T | FM - SODECA | 31 | 11 | SODECA | 2161.93 | 11 | 2 | 1 | 2 | 0 | 0 | 4
1008847 | CMA-324-2M | FM - SODECA | 17 | 3 | SODECA | 1227.76 | 4 | 2.8 | 1 | 3 | 0 | 0 | 5
1008849 | CMA-324-2T | FM - SODECA | 28 | 10 | SODECA | 3195.59 | 11 | 2.4 | 1 | 2 | 0 | 0 | 4
1008851 | CMA-325-2M | FM - SODECA | 30 | 45 | SODECA | 4623.77 | 41 | 2.3 | 1.5 | 3 | 0 | 0 | 6
1008852 | CMA-325-2T | FM - SODECA | 27 | 18 | SODECA | 3573.35 | 15 | 2.5 | 1 | 2 | 0 | 0 | 4
1008854 | CMA-426-2M | FM - SODECA | 30 | 23 | SODECA | 4990.01 | 24 | 2.3 | 1 | 2 | 0 | 0 | 4
1008856 | CMA-426-2T | FM - SODECA | 31 | 11 | SODECA | 3795.3 | 11 | 2.3 | 1 | 2 | 0 | 0 | 4
1008860 | CMA-527-2M | FM - SODECA | 1 | 2 | SODECA | 7066.18 | 0 | 2.4 | 2 | 5 | 0 | 0 | 9
1008861 | CMA-527-2T | FM - SODECA | 30 | 18 | SODECA | 6501.35 | 20 | 2.6 | 1 | 3 | 0 | 0 | 5
1008864 | CMA-528-2M - 1.5 | FM - SODECA | 31 | 0 |  | 0 | 1 | 0.5 | 1 | 1 | 0 | 0 | 2
1008867 | CMA-531-2M-2 | FM - SODECA | 29 | 0 |  | 0 | 4 | 0.5 | 1 | 1 | 0 | 0 | 2
1008870 | CMA-528-2T-1.5 IE3 | FM - SODECA | 35 | 6 | SODECA | 8327.86 | 7 | 2.7 | 1 | 3 | 0 | 0 | 5
1008871 | CMA-528-2T-1 IE3 | FM - SODECA | 17 | 9 | SODECA | 7791.64 | 11 | 1.8 | 1 | 2 | 0 | 0 | 4
1008873 | CMA-531-2T-1.5 IE3 | FM - SODECA | 8 | 0 |  | 0 | 1 | 0.5 | 1 | 1 | 0 | 0 | 2
1008874 | CMA-531-2T-2 IE3 | FM - SODECA | 5 | 0 |  | 0 | 2 | 0.5 | 1 | 1 | 0 | 0 | 2
1008875 | CMA-531-2T-3 IE3 | FM - SODECA | 23 | 8 | SODECA | 13272.68 | 10 | 2.8 | 1 | 3 | 0 | 0 | 5
1008876 | CMA-545-2T-4 c/w 3.0KW 2P 400V | FM - SODECA | 1 | 0 |  | 0 | 0 | 0.5 | 1 | 1 | 0 | 0 | 2
1008985 | CMAT 531-2T | FM - SODECA | 1 | 0 |  | 0 | 0 | 0.5 | 1 | 1 | 0 | 0 | 2
1009156 | CBD-1919-6M 1/10/HE |  | 1 | 0 |  | 0 | 0 | 0.5 | 1 | 1 | 0 | 0 | 2
1009166 | CBD-2828-4M 3/4/HE |  | 1 | 11 | SODECA | 3198.31 | 0 | 2 | 11 | 22 | 0 | 0 | 44
100NB x 135mm | 100NB x 135mm Style 10 Linkflex 100% (Inner & Outer Tube) EPDM rubber bellows c/w mild steel |  | 1 | 17 | Malcolm Arnot CC ( Linkflex) | 2020 | 17 | 0.5 | 17 | 8 | 0 | 0 | 42
100T300 | 100 Diam Tube Silencer 300L | FM - DONKIN | 1 | 0 |  | 0 | 0 | 0.5 | 1 | 1 | 0 | 0 | 2
100T600 | 100 Diam Tube Silencer 600L | FM - DONKIN | 17 | 53 | Attenu-Tec | 360 | 55 | 0.5 | 3.5 | 2 | 0 | 0 | 9
1010135 | CA-160-2T-2 230/400V. IE3 | Sodeca | 1 | 0 |  | 0 | 0 | 0.5 | 1 | 1 | 0 | 0 | 2
1010154 | CA-172-2T-7.5 400/690V. IE3 | Sodeca | 1 | 0 |  | 0 | 0 | 0.5 | 1 | 1 | 0 | 0 | 2
1010396 | CAM 540 2T | FM - SODECA | 31 | 0 |  | 0 | 2 | 0.5 | 1 | 1 | 0 | 0 | 2
1010401 | CAM 545 2T 4 c/w 3.0kw 2P 400V | FM - SODECA | 33 | 12 | SODECA | 14410.33 | 11 | 2 | 1 | 2 | 0 | 0 | 4
1010405 | CAM 550-2T-5.5 230/400V. IE3 |  | 1 | 2 | SODECA | 20655.41 | 0 | 1.2 | 2 | 2 | 0 | 0 | 6
1010407 | CAM 550 2T 7.5 | FM - SODECA | 18 | 5 | SODECA | 23609.05 | 4 | 1.9 | 1 | 2 | 0 | 0 | 4
1010410 | CAM 752-2T-7.5 c/w 5.5kW 400/690v IE3 |  | 1 | 0 |  | 0 | 0 | 0.5 | 1 | 1 | 0 | 0 | 2
1010521 | AT 10/10 SC - Single Unit | FM - NICOTRA | 1 | 0 |  | 0 | 0 | 0.5 | 1 | 1 | 0 | 0 | 2
1010522 | AT 10/10 SC2 - Double Unit | FM - NICOTRA | 28 | 0 |  | 0 | 3 | 0.5 | 1 | 1 | 0 | 0 | 2
1010596 | CAS 254 - 2T - 3 | FM - SODECA | 12 | 0 |  | 0 | 1 | 0.5 | 1 | 1 | 0 | 0 | 2
1010606 | CAS 463 - 2T - 7.5 | FM - SODECA | 17 | 0 |  | 0 | 1 | 0.5 | 1 | 1 | 0 | 0 | 2
101065 | ER70S MILD STEEL MIG WIRE 1.0MM |  | 2 | 120 | INTROWELD CC | 35 | 0 | 0.5 | 60 | 30 | 0 | 0 | 150
1010817 | CAS-463-2T-5.5/TODO INOX-304 380V. 60Hz |  | 1 | 0 |  | 0 | 0 | 0.5 | 1 | 1 | 0 | 0 | 2
1010818 | CAS-463-2T-5.5/TODO INOX-304/ATEX/2G Ex eb 380V 60Hz |  | 1 | 0 |  | 0 | 0 | 0.5 | 1 | 1 | 0 | 0 | 2
1011200 | CAS 863 - 2T | FM - SODECA | 1 | 0 |  | 0 | 0 | 0.5 | 1 | 1 | 0 | 0 | 2
1012-2010-A | SQUARE COMBINATION SET 4PC DASQUA |  | 1 | 1 | SPARES 2000 CC t/a SHARP-RITE | 1500 | 0 | 0.8 | 1 | 1 | 0 | 0 | 3
1012391 | CMP 38 2M | FM - SODECA | 17 | 0 |  | 0 | 15 | 0.5 | 1 | 1 | 0 | 0 | 2
1012392 | CMP-38-2M/E 230V |  | 8 | 12 | SODECA | 2093.91 | 2 | 2.4 | 1.5 | 4 | 0 | 0 | 7
1012398 | CMP 512 2M | FM - SODECA | 32 | 14 | SODECA | 735.24 | 13 | 1.5 | 1 | 2 | 0 | 0 | 4
1012411 | CMP 512 2T | FM - SODECA | 25 | 45 | SODECA | 1727.72 | 43 | 2.2 | 2 | 4 | 0 | 0 | 8
1012446 | CMP 514 2M | FM - SODECA | 31 | 51 | SODECA | 1993.97 | 36 | 1.8 | 2 | 4 | 0 | 0 | 8
1012461 | CMP 514 2T | FM - SODECA | 28 | 47 | SODECA | 2095.15 | 35 | 2 | 2 | 4 | 0 | 0 | 8
1012504 | CMP 616 2M | FM - SODECA | 30 | 11 | SODECA | 1429.71 | 10 | 2.1 | 1 | 2 | 0 | 0 | 4
1012516 | CMP 616 2T | FM - SODECA | 33 | 73 | SODECA | 2732.17 | 53 | 1.9 | 2.5 | 5 | 0 | 0 | 10
1012549 | CMP 616-4T | Sodeca | 1 | 0 |  | 0 | 0 | 0.5 | 1 | 1 | 0 | 0 | 2
1012571 | CMP 718 2M | FM - SODECA | 26 | 0 |  | 0 | 7 | 0.5 | 1 | 1 | 0 | 0 | 2
1012594 | CMP 820 2M | FM - SODECA | 28 | 0 |  | 0 | 7 | 0.5 | 1 | 1 | 0 | 0 | 2
1012607 | CMP 820 4T | FM - SODECA | 24 | 5 | SODECA | 2967.12 | 3 | 2.6 | 1 | 3 | 0 | 0 | 5
1012658 | CMP 718 2T | FM - SODECA | 27 | 22 | SODECA | 4105.16 | 21 | 2.4 | 1 | 2 | 0 | 0 | 4
1012671 | CMP 820 2T | FM - SODECA | 32 | 10 | SODECA | 4679.14 | 11 | 2.3 | 1 | 2 | 0 | 0 | 4
1012695 | CMP 1025 2T 3 | FM - SODECA | 1 | 2 | SODECA | 6886.04 | 0 | 2.2 | 2 | 4 | 0 | 0 | 8
1012714 | CMP1128 2T 4 |  | 1 | 0 |  | 0 | 0 | 0.5 | 1 | 1 | 0 | 0 | 2
1012739 | CMP-1231-4T-4 IE3 |  | 1 | 0 |  | 0 | 0 | 0.5 | 1 | 1 | 0 | 0 | 2
101397 | ANTI SPATTER 500ML |  | 1 | 20 | INTROWELD CC | 75.07 | 0 | 0.5 | 20 | 10 | 0 | 0 | 50
101430 | SOAP STONE (1 Box = 144 or ea) | CONSUMABLES | 1 | 144 | INTROWELD CC | 2.85 | 0 | 0.6 | 144 | 86 | 0 | 0 | 374
1014656 | CMRG-1240-4T 230/400V IE3 |  | 1 | 0 |  | 0 | 0 | 0.5 | 1 | 1 | 0 | 0 | 2
1016608 | HEP-25-2T/H 220-240/380-415V |  | 1 | 3 | SODECA | 3617.41 | 0 | 2.7 | 3 | 8 | 0 | 0 | 14
1016614 | HEP-31-2M/H 220-240V | Sodeca | 32 | 6 | SODECA | 2971.02 | 6 | 1.5 | 1 | 2 | 0 | 0 | 4
1016615. | HEP-31-2T |  | 1 | 0 |  | 0 | 0 | 0.5 | 1 | 1 | 0 | 0 | 2
1016620 | HEP-35-2M/H |  | 1 | 0 |  | 0 | 0 | 0.5 | 1 | 1 | 0 | 0 | 2
1017052 | HC-25-2M/H | FM - SODECA | 23 | 0 |  | 0 | 4 | 0.5 | 1 | 1 | 0 | 0 | 2
1017059 | HC-25-2T/H | FM - SODECA | 1 | 0 |  | 0 | 0 | 0.5 | 1 | 1 | 0 | 0 | 2
1017069 | HC-25-4M/H | FM - SODECA | 34 | 4 | SODECA | 1464.39 | 7 | 2.8 | 1 | 3 | 0 | 0 | 5
1017074 | HC-25-4T/H | FM - SODECA | 1 | 0 |  | 0 | 0 | 0.5 | 1 | 1 | 0 | 0 | 2
1017082 | HC-31-2M/H | FM - SODECA | 1 | 0 |  | 0 | 1 | 0.5 | 1 | 1 | 0 | 0 | 2
1017086 | HC-31-2T/H | FM - SODECA | 1 | 0 |  | 0 | 0 | 0.5 | 1 | 1 | 0 | 0 | 2
1017097 | HC-31-4M/H | FM - SODECA | 24 | 1 | Luft Industries Natal (Pty) Ltd | 1340.63 | 3 | 0.5 | 1 | 1 | 0 | 0 | 2
1017099 | HC-31-4T/H | FM - SODECA | 1 | 0 |  | 0 | 0 | 0.5 | 1 | 1 | 0 | 0 | 2
1017103 | HC-35-2T/H | FM - SODECA | 1 | 0 |  | 0 | 0 | 0.5 | 1 | 1 | 0 | 0 | 2
1017106 | HC-35-4M/H | FM - SODECA | 32 | 0 |  | 0 | 19 | 0.5 | 1 | 1 | 0 | 0 | 2
1017112 | HC-35-4T/H | FM - SODECA | 1 | 0 |  | 0 | 0 | 0.5 | 1 | 1 | 0 | 0 | 2
1017125 | HC-40-4M/H | FM - SODECA | 30 | 0 |  | 0 | 2 | 0.5 | 1 | 1 | 0 | 0 | 2
1017127 | HC-40-4T/H | FM - SODECA | 7 | 0 |  | 0 | 4 | 0.5 | 1 | 1 | 0 | 0 | 2
1017129 | HC-40-6M/H | FM - SODECA | 1 | 0 |  | 0 | 0 | 0.5 | 1 | 1 | 0 | 0 | 2
1017130 | HC-40-6T/H | FM - SODECA | 19 | 0 |  | 0 | 2 | 0.5 | 1 | 1 | 0 | 0 | 2
1017131 | HC-45-4M/H | FM - SODECA | 31 | 0 |  | 0 | 5 | 0.5 | 1 | 1 | 0 | 0 | 2
1017134 | HC-45-4T/H | FM - SODECA | 1 | 0 |  | 0 | 0 | 0.5 | 1 | 1 | 0 | 0 | 2
1017138 | HC-45-6M/H | FM - SODECA | 1 | 1 | Luft Industries Natal (Pty) Ltd | 2993.25 | 0 | 0.5 | 1 | 1 | 0 | 0 | 2
1017139 | HC-45-6T/H | FM - SODECA | 21 | 0 |  | 0 | 2 | 0.5 | 1 | 1 | 0 | 0 | 2
1017140 | HC-50-4M/H | FM - SODECA | 20 | 1 | Luft Industries Natal (Pty) Ltd | 2783.25 | 5 | 0.5 | 1 | 1 | 0 | 0 | 2
1017142 | HC-50-4T/H | FM - SODECA | 10 | 1 | SODECA | 5554.99 | 2 | 1.2 | 1 | 1 | 0 | 0 | 3
1017147 | HC-50-6M/H | FM - SODECA | 18 | 0 |  | 0 | 1 | 0.5 | 1 | 1 | 0 | 0 | 2
1017148 | HC-50-6T/H | FM - SODECA | 19 | 0 |  | 0 | 2 | 0.5 | 1 | 1 | 0 | 0 | 2
1017154 | HC-56-6M/H | FM - SODECA | 1 | 0 |  | 0 | 0 | 0.5 | 1 | 1 | 0 | 0 | 2
1017155 | HC-56-6T/H | FM - SODECA | 1 | 0 |  | 0 | 0 | 0.5 | 1 | 1 | 0 | 0 | 2
1017159 | HC-63-6M/H | FM - SODECA | 1 | 0 |  | 0 | 0 | 0.5 | 1 | 1 | 0 | 0 | 2
1017160 | HC-63-6T/H | FM - SODECA | 1 | 0 |  | 0 | 0 | 0.5 | 1 | 1 | 0 | 0 | 2
1017177 | HC-56-4T/H IE3 | FM - SODECA | 1 | 2 | Luft Industries Natal (Pty) Ltd | 2428.5 | 0 | 0.5 | 2 | 1 | 0 | 0 | 5
1017179 | HC-63-4T/H IE3 | FM - SODECA | 1 | 0 |  | 0 | 0 | 0.5 | 1 | 1 | 0 | 0 | 2
1017181 | HC-71-4T/H IE3 |  | 1 | 0 |  | 0 | 0 | 0.5 | 1 | 1 | 0 | 0 | 2
1017315 | HC-63-4T/H/ATEX/2G Ex db 380V. 60Hz |  | 1 | 0 | SODECA | 0 | 0 | 2.7 | 1 | 3 | 0 | 0 | 5
1020807 | CI-100-4/8T-F-400 400V |  | 1 | 0 |  | 0 | 0 | 0.5 | 1 | 1 | 0 | 0 | 2
1023613 | PV-90 |  | 1 | 0 |  | 0 | 0 | 0.5 | 1 | 1 | 0 | 0 | 2
1023615 | PV-125 |  | 1 | 0 |  | 0 | 0 | 0.5 | 1 | 1 | 0 | 0 | 2
1023775 | CJACUS/C-2 |  | 1 | 0 |  | 0 | 0 | 0.5 | 1 | 1 | 0 | 0 | 2
1024046 | FMC-C-501 |  | 1 | 0 |  | 0 | 0 | 0.5 | 1 | 1 | 0 | 0 | 2
1024050 | FM-DP500 |  | 1 | 0 |  | 0 | 0 | 0.5 | 1 | 1 | 0 | 0 | 2
1024172 | MTP |  | 1 | 0 |  | 0 | 0 | 0.5 | 1 | 1 | 0 | 0 | 2
1027474 | CJBR-1850-4T 230/400V. IE3 |  | 1 | 0 |  | 0 | 0 | 0.5 | 1 | 1 | 0 | 0 | 2
1028473 | SV-250/L 230V. 50/60Hz. |  | 1 | 0 |  | 0 | 0 | 0.5 | 1 | 1 | 0 | 0 | 2
1028479 | SV-400/H 230V. 50/60Hz. |  | 1 | 0 |  | 0 | 0 | 0.5 | 1 | 1 | 0 | 0 | 2
1028560 | HCT-35-4T/ATEX/2G Ex db 230/400V | FM - SODECA | 1 | 0 |  | 0 | 0 | 0.5 | 1 | 1 | 0 | 0 | 2
1028561 | HCT-40-2T-1.5/ATEX/2G Ex db 230/400V | FM - SODECA | 1 | 0 |  | 0 | 0 | 0.5 | 1 | 1 | 0 | 0 | 2
1028566 | HCT-50-4T-0.75/ATEX/2G Ex db 230/400V | FM - SODECA | 1 | 0 |  | 0 | 0 | 0.5 | 1 | 1 | 0 | 0 | 2
1028584 | HCT-71-4T-3/ATEX/2G Ex db 230/400V | FM - SODECA | 1 | 0 |  | 0 | 0 | 0.5 | 1 | 1 | 0 | 0 | 2
1028591 | HCT-80-4T-5.5/ATEX/2G Ex db 230/400V |  | 1 | 0 |  | 0 | 0 | 0.5 | 1 | 1 | 0 | 0 | 2
1028951 | HCT/ATEX-40-2T-1.5/2G Ex eb |  | 1 | 0 |  | 0 | 0 | 0.5 | 1 | 1 | 0 | 0 | 2
1028957 | HCT/ATEX-56-4T-0.75/2G Ex eb |  | 1 | 0 |  | 0 | 0 | 0.5 | 1 | 1 | 0 | 0 | 2
1029315 | CMA/ATEX-325-2T/2G EX EB |  | 1 | 0 |  | 0 | 0 | 0.5 | 1 | 1 | 0 | 0 | 2
1029359 | CMP-616-4T/ATEX/2G Ex db 230/400V | FM - SODECA | 1 | 0 |  | 0 | 0 | 0.5 | 1 | 1 | 0 | 0 | 2
1029544 | CMP-922-4T/ATEX/2GD Ex db tb 230/400V |  | 1 | 0 |  | 0 | 0 | 0.5 | 1 | 1 | 0 | 0 | 2
1030701 | TIRACANO |  | 1 | 5 | SODECA | 4831.25 | 1 | 1.4 | 5 | 7 | 0 | 20 | 17
1030730 | TUB-200 |  | 1 | 0 |  | 0 | 0 | 0.5 | 1 | 1 | 0 | 0 | 2
1030731 | TUB-225 |  | 1 | 0 |  | 0 | 0 | 0.5 | 1 | 1 | 0 | 0 | 2
1030732 | TUB-250 |  | 1 | 0 |  | 0 | 0 | 0.5 | 1 | 1 | 0 | 0 | 2
1031847 | INT/ATEX 16/3CA |  | 1 | 0 |  | 0 | 0 | 0.5 | 1 | 1 | 0 | 0 | 2
103453 | HGT-125-6T/9-10 400/690V. IE3 | FM - SODECA | 1 | 0 |  | 0 | 0 | 0.5 | 1 | 1 | 0 | 0 | 2
1034783 | NEOLINEO-125/V |  | 1 | 26 | SODECA | 357.27 | 0 | 2 | 26 | 52 | 0 | 0 | 104
1034784 | NEOLINEO-150/V | FM - SODECA | 1 | 26 | SODECA | 657.41 | 0 | 2 | 26 | 52 | 0 | 0 | 104
1034786 | NEOLINEO-200/V | FM - SODECA | 1 | 26 | SODECA | 1004.27 | 0 | 2 | 26 | 52 | 0 | 0 | 104
1034787 | NEOLINEO-250/V | FM - SODECA | 1 | 26 | SODECA | 1887.42 | 0 | 2 | 26 | 52 | 0 | 0 | 104
1034788 | NEOLINEO-315/V | FM - SODECA | 4 | 22 | SODECA | 2583.6 | 6 | 2 | 5.5 | 11 | 0 | 0 | 22
1054558 | CAM 752-2T-10 c/w 7.5kW 400/690v IE3 |  | 1 | 0 |  | 0 | 0 | 0.5 | 1 | 1 | 0 | 0 | 2
1054591 | CAM-760-2T-15/E |  | 1 | 0 |  | 0 | 0 | 0.5 | 1 | 1 | 0 | 0 | 2
1054601 | CAM-880-2T-40 |  | 1 | 0 |  | 0 | 0 | 0.5 | 1 | 1 | 0 | 0 | 2
1061997 | CAS-467-2T - 10/INOX-304 150Degree 400/690V. IE3 | Sodeca | 1 | 0 |  | 0 | 0 | 0.5 | 1 | 1 | 0 | 0 | 2
1062024 | CAS-790-2T-20 IE3 |  | 1 | 0 |  | 0 | 0 | 0.5 | 1 | 1 | 0 | 0 | 2
1064 Laser Head | Jewellery Laser head |  | 1 | 0 | Tech Up 3D | 6200 | 0 | 0.6 | 1 | 1 | 0 | 0 | 3
1064128 | HTP-125-4T-75 c/w 55kW 4Pole 400V |  | 1 | 0 |  | 0 | 0 | 0.5 | 1 | 1 | 0 | 0 | 2
1064263 | HCT-100-4T-15/AL 400/690V. IE3 |  | 1 | 0 |  | 0 | 0 | 0.5 | 1 | 1 | 0 | 0 | 2
106X3SPA | PULLEY FRICTION BELT V-WEDGE 3 GROOVE SPA 1610 TAPER 106MM FENNER |  | 2 | 4 | Bearing Man Group | 232.51 | 0 | 0.5 | 2 | 1 | 0 | 0 | 5
1100999 | Rental Sharp BP 30C25 Copier |  | 1 | 1 | CRS Corporate Rental Solutions (Pty) Ltd | 1388.54 | 0 | 0.5 | 1 | 1 | 0 | 0 | 2
1100SAP | 1100mm Diam podded silencer 1400 Long |  | 1 | 0 |  | 0 | 0 | 0.5 | 1 | 1 | 0 | 0 | 2
1105306 | CMP-1128-2T-5.5/S/PIE RD 230/400V. IE3 | FM - SODECA | 23 | 12 | SODECA | 7659.2 | 8 | 2.6 | 1 | 3 | 0 | 0 | 5
1105922 | CJFILTER/REC-600X900-450-CA |  | 1 | 0 |  | 0 | 0 | 0.5 | 1 | 1 | 0 | 0 | 2
11100 | MG 100/4 LL | FM - VORTICE | 1 | 0 |  | 0 | 0 | 0.5 | 1 | 1 | 0 | 0 | 2
11101 | MG 100/4 LL T | FM - VORTICE | 1 | 0 |  | 0 | 0 | 0.5 | 1 | 1 | 0 | 0 | 2
11102 | MG 120/5 LL | FM - VORTICE | 18 | 0 |  | 0 | 14 | 0.5 | 1 | 1 | 0 | 0 | 2
11103 | MG 120/5 LL T | FM - VORTICE | 34 | 0 |  | 0 | 1 | 0.5 | 1 | 1 | 0 | 0 | 2
11104 | MG 150/6 LL | FM - VORTICE | 1 | 0 |  | 0 | 0 | 0.5 | 1 | 1 | 0 | 0 | 2
11105 | MG 150/6 LL T | FM - VORTICE | 1 | 0 |  | 0 | 0 | 0.5 | 1 | 1 | 0 | 0 | 2
11106 | MGK 100/4 LL | FM - VORTICE | 1 | 0 |  | 0 | 0 | 0.5 | 1 | 1 | 0 | 0 | 2
11110 | MG 90/3,5 | FM - VORTICE | 1 | 0 |  | 0 | 0 | 0.5 | 1 | 1 | 0 | 0 | 2
11116 | MG 120/5 | FM - VORTICE | 1 | 0 |  | 0 | 0 | 0.5 | 1 | 1 | 0 | 0 | 2
11117 | MG 150/6 | FM - VORTICE | 1 | 0 |  | 0 | 0 | 0.5 | 1 | 1 | 0 | 0 | 2
11123 | MF 100 | FM - VORTICE | 1 | 0 |  | 0 | 0 | 0.5 | 1 | 1 | 0 | 0 | 2
11124 | MF 120 | FM - VORTICE | 1 | 0 |  | 0 | 0 | 0.5 | 1 | 1 | 0 | 0 | 2
11125 | MF 150 | FM - VORTICE | 17 | 15 | Vortice Elettrosociali SpA | 129.55 | 6 | 0.5 | 1 | 1 | 0 | 0 | 2
11127 | MF 100T | FM - VORTICE | 1 | 0 |  | 0 | 0 | 0.5 | 1 | 1 | 0 | 0 | 2
11128 | MF 120 T | FM - VORTICE | 33 | 0 |  | 0 | 7 | 0.5 | 1 | 1 | 0 | 0 | 2
11129 | MF 150T | FM - VORTICE | 1 | 0 |  | 0 | 0 | 0.5 | 1 | 1 | 0 | 0 | 2
11131 | MF 100 LL | FM - VORTICE | 5 | 0 |  | 0 | 0 | 0.5 | 1 | 1 | 0 | 0 | 2
11132 | MF 120 LL | FM - VORTICE | 5 | 0 |  | 0 | 0 | 0.5 | 1 | 1 | 0 | 0 | 2
11133 | MF 150 LL | FM - VORTICE | 19 | 15 | Vortice Elettrosociali SpA | 887.76 | 27 | 1.1 | 1.5 | 2 | 0 | 0 | 5
11135 | MF 100 T LL | FM - VORTICE | 1 | 0 |  | 0 | 0 | 0.5 | 1 | 1 | 0 | 0 | 2
11136 | MF 120 T LL | FM - VORTICE | 1 | 0 |  | 0 | 0 | 0.5 | 1 | 1 | 0 | 0 | 2
11137 | MF 150 T LL | FM - VORTICE | 1 | 0 |  | 0 | 0 | 0.5 | 1 | 1 | 0 | 0 | 2
11145 | MFO 100/4 | FM - VORTICE | 19 | 0 |  | 0 | 3 | 0.5 | 1 | 1 | 0 | 0 | 2
11146 | MFO 120/5 | FM - VORTICE | 1 | 0 |  | 0 | 0 | 0.5 | 1 | 1 | 0 | 0 | 2
11147 | MFO 120/5 | FM - VORTICE | 30 | 0 |  | 0 | 5 | 0.5 | 1 | 1 | 0 | 0 | 2
1115991 | VSD3/A-RFT-40-IP55 |  | 1 | 0 | SODECA | 0 | 0 | 2.7 | 1 | 3 | 0 | 0 | 5
11187 | MF 150/6 PIRLL | FM - VORTICE | 1 | 0 |  | 0 | 0 | 0.5 | 1 | 1 | 0 | 0 | 2
112 TBLOCK AL F | BMG MOTORLINE SPARES |  | 1 | 1 | Bearing Man Group | 83.2 | 0 | 2 | 1 | 2 | 0 | 0 | 4
11201 | M 100 / 4 | FM - VORTICE | 28 | 0 |  | 0 | 19 | 0.5 | 1 | 1 | 0 | 0 | 2
11202 | M100/4 | FM - VORTICE | 1 | 0 |  | 0 | 0 | 0.5 | 1 | 1 | 0 | 0 | 2
11211 | M 100 / 4 T | FM - VORTICE | 1 | 0 |  | 0 | 0 | 0.5 | 1 | 1 | 0 | 0 | 2
11212 | M 100 / 4 T LL | FM - VORTICE | 1 | 0 |  | 0 | 0 | 0.5 | 1 | 1 | 0 | 0 | 2
11221 | M 100 / 4 A | FM - VORTICE | 1 | 0 |  | 0 | 0 | 0.5 | 1 | 1 | 0 | 0 | 2
11222 | M 100 / 4 A LL | FM - VORTICE | 1 | 0 |  | 0 | 0 | 0.5 | 1 | 1 | 0 | 0 | 2
1125043 | CL/PLUS/EC-8050 |  | 1 | 0 |  | 0 | 0 | 0.5 | 1 | 1 | 0 | 0 | 2
112525 | 11Kw 2P 525V motor to suit 630 Fans |  | 2 | 5 | ACTOM | 11439 | 2 | 0.6 | 2.5 | 2 | 0 | 0 | 7
11260 | ME 100 / 4 LL | FM - VORTICE | 1 | 0 |  | 0 | 0 | 0.5 | 1 | 1 | 0 | 0 | 2
1126467 | THT/CL-125-4/8T/6-20-F-300 400V. |  | 1 | 0 |  | 0 | 0 | 0.5 | 1 | 1 | 0 | 0 | 2
1126491 | THT/CL-125-4T/6-25-F-300 400/690V. IE3 |  | 1 | 0 |  | 0 | 0 | 0.5 | 1 | 1 | 0 | 0 | 2
1126734 | THT/CL-90-4T-10-F-300 IE3 |  | 1 | 0 |  | 0 | 0 | 0.5 | 1 | 1 | 0 | 0 | 2
11270 | ME 120/5 LL | FM - VORTICE | 23 | 0 |  | 0 | 3 | 0.5 | 1 | 1 | 0 | 0 | 2
11274 | M 120 / 5 T LL | FM - VORTICE | 1 | 0 |  | 0 | 0 | 0.5 | 1 | 1 | 0 | 0 | 2
1129393 | CA/LINE-10 | Sodeca | 1 | 0 | SODECA | 868 | 0 | 2 | 1 | 2 | 0 | 25 | 4
1129394 | CA/LINE-12 | Sodeca | 1 | 0 |  | 876.06 | 0 | 0.5 | 1 | 1 | 0 | 0 | 2
1129395 | CA/LINE-15 | Sodeca | 1 | 0 | SODECA | 911.27 | 0 | 2 | 1 | 2 | 0 | 25 | 4
1129396 | CA/LINE-20 | Sodeca | 1 | 0 | SODECA | 1234.51 | 0 | 2 | 1 | 2 | 0 | 25 | 4
1129397 | CA/LINE-25 | Sodeca | 1 | 0 | SODECA | 0 | 0 | 2 | 1 | 2 | 0 | 25 | 4
1129398 | CA/LINE-31 |  | 1 | 0 | SODECA | 0 | 0 | 2 | 1 | 2 | 0 | 30 | 4
112X3SPA | PULLEY FRICTION BELT V-WEDGE 3 GROOVE SPA 2012 TAPER 112MM FENNER |  | 12 | 8 | Bearing Man Group | 243.11 | 0 | 0.7 | 1 | 1 | 0 | 0 | 3
11301 | M 120 / 5 | FM - VORTICE | 24 | 0 |  | 0 | 15 | 0.5 | 1 | 1 | 0 | 0 | 2
11302 | M 120 / 5 LL | FM - VORTICE | 35 | 0 |  | 0 | 1 | 0.5 | 1 | 1 | 0 | 0 | 2
11311 | M 120 / 5 T | FM - VORTICE | 33 | 0 |  | 0 | 4 | 0.5 | 1 | 1 | 0 | 0 | 2
11313 | MEX 100/4 LL 1S | FM - VORTICE | 27 | 0 |  | 0 | 6 | 0.5 | 1 | 1 | 0 | 0 | 2
11314 | MEX 100/4 1S LLT | FM - VORTICE | 5 | 0 |  | 0 | 0 | 0.5 | 1 | 1 | 0 | 0 | 2
11321 | M 120 / 5 A | FM - VORTICE | 1 | 0 |  | 0 | 0 | 0.5 | 1 | 1 | 0 | 0 | 2
11322 | M 120 / 5 A LL | FM - VORTICE | 18 | 0 |  | 0 | 2 | 0.5 | 1 | 1 | 0 | 0 | 2
11333 | MEX 120/5 LL IS | FM - VORTICE | 14 | 0 |  | 0 | 4 | 0.5 | 1 | 1 | 0 | 0 | 2
11334 | MEX 120/5 1S LLT | FM - VORTICE | 14 | 0 |  | 0 | 3 | 0.5 | 1 | 1 | 0 | 0 | 2
1139111 | THT-90-4T-5.5-14-F-300 |  | 1 | 0 |  | 0 | 0 | 0.5 | 1 | 1 | 0 | 0 | 2
1139474 | THT/CL-71-4T-3-F-300 230/400V. IE3 |  | 1 | 0 |  | 0 | 0 | 0.5 | 1 | 1 | 0 | 0 | 2
1139862 | HTMV-125-4T/9-40/380V. 60Hz. IE3 |  | 1 | 0 | SODECA | 0 | 0 | 2.7 | 1 | 3 | 0 | 0 | 5
11401 | M 150 / 6 | FM - VORTICE | 24 | 60 | Vortice Elettrosociali SpA | 623.03 | 108 | 0.7 | 4.5 | 3 | 0 | 0 | 12
1140155 | HTMV-90-4T-7.5/ATEX/2G Ex db 380V. 60Hz |  | 1 | 0 |  | 0 | 0 | 0.5 | 1 | 1 | 0 | 0 | 2
11402 | M 150 / 6 LL | FM - VORTICE | 6 | 18 | Vortice Elettrosociali SpA | 788.55 | 0 | 0.5 | 3 | 2 | 0 | 0 | 8
11411 | M 150 / 6 T | FM - VORTICE | 18 | 0 |  | 0 | 1 | 0.5 | 1 | 1 | 0 | 0 | 2
11412 | M 150 / 6 T LL | FM - VORTICE | 1 | 0 |  | 0 | 0 | 0.5 | 1 | 1 | 0 | 0 | 2
11421 | M 150 / 6 A | FM - VORTICE | 15 | 0 |  | 0 | 4 | 0.5 | 1 | 1 | 0 | 0 | 2
11422 | M 150 / 6 A LL | FM - VORTICE | 1 | 0 |  | 0 | 0 | 0.5 | 1 | 1 | 0 | 0 | 2
1143. | 11kW 4Pole 525V B3 NV3 IE1 Cast Iron |  | 1 | 2 | ACTOM | 8185 | 0 | 0.5 | 2 | 1 | 0 | 0 | 5
1143PM | 11KW 4 POLE 380V Pad Mount Motor |  | 1 | 3 | WEG South Africa | 7897.17 | 0 | 0.8 | 3 | 2 | 0 | 0 | 8
11741 | M120/5 P | FM - VORTICE | 8 | 0 |  | 0 | 1 | 0.5 | 1 | 1 | 0 | 0 | 2
1182768 | CJK/EC-500 |  | 1 | 0 |  | 0 | 0 | 0.5 | 1 | 1 | 0 | 0 | 2
118X2SPA. | PULLEY FRICTION BELT V-WEDGE 2 GROOVESPA 1610 TAPER 118MM FENNER |  | 1 | 2 | Bearing Man Group | 220.95 | 0 | 0.7 | 2 | 1 | 0 | 0 | 5
118X3SPA | PULLEY FRICTION BELT V-WEDGE 3 GROOVE SPA 2012 TAPER 118MM FENNER |  | 1 | 1 | Bearing Man Group | 309.09 | 0 | 0.5 | 1 | 1 | 0 | 0 | 2
11944 | VORT QUADRO MEDIO | FM - VORTICE | 1 | 0 |  | 0 | 0 | 0.5 | 1 | 1 | 0 | 0 | 2
11952 | VORT QUADRO SUPER | FM - VORTICE | 1 | 0 |  | 0 | 0 | 0.5 | 1 | 1 | 0 | 0 | 2
11967 | VORT PRESS 110 LL | FM - VORTICE | 1 | 0 |  | 0 | 0 | 0.5 | 1 | 1 | 0 | 0 | 2
11968 | Vort Press 110 ( surface mount ) | FM - VORTICE | 1 | 0 |  | 0 | 0 | 0.5 | 1 | 1 | 0 | 0 | 2
11971 | Vort Press 140 ( built-in ) | FM - VORTICE | 1 | 0 |  | 0 | 0 | 0.5 | 1 | 1 | 0 | 0 | 2
1200000 | Insurance |  | 1 | 1 | CRS Corporate Rental Solutions (Pty) Ltd | 252.53 | 0 | 0.5 | 1 | 1 | 0 | 0 | 2
1200SAP | 1200mm Diam podded silencer 1400 Long |  | 1 | 0 |  | 0 | 0 | 0.5 | 1 | 1 | 0 | 0 | 2
12017 | MICRO 100 I | FM - VORTICE | 1 | 0 |  | 0 | 0 | 0.5 | 1 | 1 | 0 | 0 | 2
12018 | MICRO 100 I T | FM - VORTICE | 1 | 0 |  | 0 | 0 | 0.5 | 1 | 1 | 0 | 0 | 2
12020 | MEDIO I | FM - VORTICE | 33 | 1 | Vortice Elettrosociali SpA | 1500.14 | 2 | 1.5 | 1 | 2 | 0 | 0 | 4
12021 | MEDIO I T | FM - VORTICE | 1 | 0 |  | 0 | 0 | 0.5 | 1 | 1 | 0 | 0 | 2
12023 | SUPER I | FM - VORTICE | 1 | 1 | Vortice Elettrosociali SpA | 1932.21 | 1 | 1.4 | 1 | 1 | 0 | 0 | 3
12024 | SUPER I T | FM - VORTICE | 1 | 0 |  | 0 | 0 | 0.5 | 1 | 1 | 0 | 0 | 2
12045 | MICRO 100 I ES (Energy Saving) | FM - VORTICE | 1 | 0 |  | 0 | 0 | 0.5 | 1 | 1 | 0 | 0 | 2
12046 | MICRO 100 I T ES (Energy Saving) | FM - VORTICE | 1 | 0 |  | 0 | 0 | 0.5 | 1 | 1 | 0 | 0 | 2
12065 | MICRO 100 I T HCS (Humidity ctrl. System) | FM - VORTICE | 1 | 0 |  | 0 | 0 | 0.5 | 1 | 1 | 0 | 0 | 2
12066 | MEDIO I T HCS ( Humidity ctrl. system) | FM - VORTICE | 1 | 0 |  | 0 | 0 | 0.5 | 1 | 1 | 0 | 0 | 2
12067 | SUPER I T HCS (Humidity ctrl. system) | FM - VORTICE | 1 | 0 |  | 0 | 0 | 0.5 | 1 | 1 | 0 | 0 | 2
1210X28MM | TAPER LOCK BUSH METRIC 1210 28MM FENNER |  | 1 | 2 | Bearing Man Group | 62.04 | 0 | 0.5 | 2 | 1 | 0 | 0 | 5
1212521 | AT 12/12 SC - Single Unit | FM - NICOTRA | 27 | 0 |  | 0 | 6 | 0.5 | 1 | 1 | 0 | 0 | 2
1212522 | AT 12/12 SC2 - Double Unit | FM - NICOTRA | 1 | 0 |  | 0 | 0 | 0.5 | 1 | 1 | 0 | 0 | 2
1220IM | 32.F.4 Impeller |  | 1 | 0 |  | 0 | 0 | 0.5 | 1 | 1 | 0 | 0 | 2
1220SC | Screen |  | 1 | 0 |  | 0 | 0 | 0.5 | 1 | 1 | 0 | 0 | 2
1220SM1.23D | 1220 Diam Silencer 1500mm Long |  | 1 | 0 |  | 0 | 0 | 0.5 | 1 | 1 | 0 | 0 | 2
12412 | V 300/12 AR | FM - VORTICE | 31 | 30 | Vortice Elettrosociali SpA | 2151.51 | 41 | 1.3 | 1.5 | 2 | 0 | 0 | 5
12413 | V 300/12 ARI | FM - VORTICE | 25 | 0 |  | 0 | 3 | 0.5 | 1 | 1 | 0 | 0 | 2
12415 | V 300/12 AR LL S | FM - VORTICE | 26 | 0 |  | 0 | 13 | 0.5 | 1 | 1 | 0 | 0 | 2
12416 | V 300/12 ARI LL S | FM - VORTICE | 21 | 0 |  | 0 | 6 | 0.5 | 1 | 1 | 0 | 0 | 2
12451 | V 230/9 P | FM - VORTICE | 1 | 0 |  | 0 | 0 | 0.5 | 1 | 1 | 0 | 0 | 2
12452 | V 230/9 AR | FM - VORTICE | 30 | 80 | Vortice Elettrosociali SpA | 1730.79 | 86 | 1.2 | 3 | 4 | 0 | 0 | 10
12453 | V 230/9 ARI | FM - VORTICE | 32 | 0 |  | 0 | 27 | 0.5 | 1 | 1 | 0 | 0 | 2
12454 | V 230/9 P LL S | FM - VORTICE | 32 | 0 |  | 0 | 8 | 0.5 | 1 | 1 | 0 | 0 | 2
12455 | V 230/9 AR LL S | FM - VORTICE | 22 | 41 | Vortice Elettrosociali SpA | 1804.1 | 41 | 1.3 | 2 | 3 | 0 | 0 | 7
12456 | V 230/9 ARI LL S | FM - VORTICE | 13 | 0 |  | 0 | 9 | 0.5 | 1 | 1 | 0 | 0 | 2
1250CF | 1250 Diam Counter Flange | C/FLANGE | 17 | 2 | Air Speration | 534.83 | 6 | 1.3 | 1 | 1 | 0 | 0 | 3
1250FC | 1250 Diam Flexible Connection | FM - DONKIN | 28 | 8 | Attenu-Tec HVAC Parts | 2147.54 | 8 | 1.3 | 1 | 1 | 0 | 0 | 3
1250HVJ-2S | 1250 Diam Vertical Discharge Unit | FM - DONKIN | 1 | 0 |  | 0 | 0 | 0.5 | 1 | 1 | 0 | 0 | 2
1250HVJ-2SB | 1250 Diam Vertical Discharge BASE | FM - DONKIN | 1 | 0 |  | 0 | 0 | 0.5 | 1 | 1 | 0 | 0 | 2
1250IM | Impeller |  | 1 | 0 |  | 0 | 0 | 0.5 | 1 | 1 | 0 | 0 | 2
1250MF | 1250 Diam Mounting Feet | M/FEET | 17 | 3 | Air Speration | 1135.05 | 16 | 1 | 1 | 1 | 0 | 0 | 3
1250S1.0D | 1250 Diam Silencer 1.0D | FM - DONKIN | 1 | 0 |  | 0 | 0 | 0.5 | 1 | 1 | 0 | 0 | 2
1250S1.0DP | 1250 Diam Silencer 1.0D Podded | FM - DONKIN | 1 | 0 |  | 0 | 0 | 0.5 | 1 | 1 | 0 | 0 | 2
1250S1.5D | 1250 Diam Silencer 1.5D | FM - DONKIN | 1 | 0 |  | 0 | 0 | 0.5 | 1 | 1 | 0 | 0 | 2
1250S1.5DP | 1250 Diam Silencer 1.5D Podded | FM - DONKIN | 1 | 0 |  | 0 | 0 | 0.5 | 1 | 1 | 0 | 0 | 2
1250S2.0D | 1250 Diam Silencer 2.0D | FM - DONKIN | 1 | 0 |  | 0 | 0 | 0.5 | 1 | 1 | 0 | 0 | 2
1250S2.0DP | 1250 Diam Silencer 2.0D Podded | FM - DONKIN | 1 | 0 |  | 0 | 0 | 0.5 | 1 | 1 | 0 | 0 | 2
1250SM1.0D | 1250 Diam Melinex Silencer 1.0D | FM - DONKIN | 1 | 0 |  | 0 | 0 | 0.5 | 1 | 1 | 0 | 0 | 2
1250SM1.0DP | 1250 Diam Melinex Silencer 1.0D Podded | FM - DONKIN | 1 | 0 |  | 0 | 0 | 0.5 | 1 | 1 | 0 | 0 | 2
1250SM1.5D | 1250 Diam Melinex Silencer 1.5D | FM - DONKIN | 1 | 0 |  | 0 | 0 | 0.5 | 1 | 1 | 0 | 0 | 2
1250SM1.5DP | 1250 Diam Melinex Silencer 1.5D Podded | FM - DONKIN | 1 | 0 |  | 0 | 0 | 0.5 | 1 | 1 | 0 | 0 | 2
1250SM2.0D | 1250 Diam Melinex Silencer 2.0D | FM - DONKIN | 1 | 0 |  | 0 | 0 | 0.5 | 1 | 1 | 0 | 0 | 2
1250SM2.0DP | 1250 Diam Melinex Silencer 2.0D Podded | FM - DONKIN | 1 | 0 |  | 0 | 0 | 0.5 | 1 | 1 | 0 | 0 | 2
125T300 | 125 Diam Tube Silencer 300L | FM - DONKIN | 1 | 0 |  | 0 | 0 | 0.5 | 1 | 1 | 0 | 0 | 2
125T600 | 125 Diam Tube Silencer 600L | FM - DONKIN | 33 | 14 | Attenu-Tec | 440.33 | 8 | 0.5 | 1 | 1 | 0 | 0 | 2
125TTSilentM | 125 TT Silent M Fan | FM - DONKIN | 2 | 0 |  | 0 | 50 | 0.5 | 25 | 12 | 0 | 0 | 62
12611 | V 150/6 P | FM - VORTICE | 14 | 0 |  | 0 | 4 | 0.5 | 1 | 1 | 0 | 0 | 2
12612 | V 150/6 AR | FM - VORTICE | 31 | 72 | Vortice Elettrosociali SpA | 887.29 | 108 | 1.1 | 3.5 | 4 | 0 | 0 | 11
12613 | V 150/6 ARI | FM - VORTICE | 31 | 20 | Vortice Elettrosociali SpA | 667.21 | 16 | 1.4 | 1 | 1 | 0 | 0 | 3
12614 | V 150/6 P LL S | FM - VORTICE | 1 | 0 |  | 0 | 0 | 0.5 | 1 | 1 | 0 | 0 | 2
12615 | V 150/6 AR LL S | FM - VORTICE | 35 | 120 | Vortice Elettrosociali SpA | 994.12 | 97 | 0.9 | 3.5 | 3 | 0 | 0 | 10
12616 | V 150/6 ARI LL S | FM - VORTICE | 19 | 0 |  | 0 | 10 | 0.5 | 1 | 1 | 0 | 0 | 2
1270510 | CUADRO MANDOS BOX SMART |  | 1 | 0 |  | 8325 | 0 | 0.5 | 1 | 1 | 0 | 0 | 2
1272947 | THT/CL -125-6T/ 12-15-F-300 IE3 |  | 1 | 0 |  | 0 | 0 | 0.5 | 1 | 1 | 0 | 0 | 2
1273007 | THT/IMP-C-REV-63-2T-20-F-400 IE3 |  | 1 | 0 |  | 0 | 0 | 0.5 | 1 | 1 | 0 | 0 | 2
1273330 | SDECB/Z-260-4T-0.75 |  | 1 | 0 |  | 0 | 0 | 0.5 | 1 | 1 | 0 | 0 | 2
1273331 | SDECB/Z-280-4T-0.75 |  | 1 | 0 |  | 0 | 0 | 0.5 | 1 | 1 | 0 | 0 | 2
1273332 | SDECB/Z-300-4T-0.75 |  | 1 | 0 |  | 0 | 0 | 0.5 | 1 | 1 | 0 | 0 | 2
12740 | 30/12 ARI | FM - VORTICE | 1 | 0 |  | 0 | 0 | 0.5 | 1 | 1 | 0 | 0 | 2
1275754 | CJK/FILTER/EC-500-F7+F9 |  | 1 | 0 |  | 0 | 0 | 0.5 | 1 | 1 | 0 | 0 | 2
1280298 | DAMPER BOX SMART 71/80 |  | 1 | 0 |  | 46620 | 0 | 0.5 | 1 | 1 | 0 | 0 | 2
1282483 | KIT BOXPDS SMART 900 4T 10 IE3 |  | 1 | 0 |  | 0 | 0 | 0.5 | 1 | 1 | 0 | 0 | 2
1286836 | PS-125 20CV |  | 1 | 0 |  | 0 | 0 | 0.5 | 1 | 1 | 0 | 0 | 2
12877 | IRET INVERTER 400 2.2A | FM - VORTICE | 1 | 0 | Vortice Elettrosociali SpA | 0 | 0 | 1.1 | 1 | 1 | 0 | 0 | 3
12878 | IRET INVERTER 400 3.6A | FM - VORTICE | 1 | 0 | Vortice Elettrosociali SpA | 0 | 0 | 1.1 | 1 | 1 | 0 | 0 | 3
12879 | IRET INVERTER 400 5A | FM - VORTICE | 1 | 0 | Vortice Elettrosociali SpA | 0 | 0 | 1.1 | 1 | 1 | 0 | 0 | 3
12880 | IRET INVERTER 400 8A | FM - VORTICE | 1 | 0 | Vortice Elettrosociali SpA | 0 | 0 | 1.1 | 1 | 1 | 0 | 0 | 3
1289142 | SV/FILTER/EC- 200 F6+F8 |  | 1 | 0 |  | 0 | 0 | 0.5 | 1 | 1 | 0 | 0 | 2
12941 | CR5N Speed Controller | FM - VORTICE | 1 | 0 |  | 0 | 0 | 0.5 | 1 | 1 | 0 | 0 | 2
12943 | CR5 Speed Controller | FM - VORTICE | 31 | 0 |  | 0 | 8 | 0.5 | 1 | 1 | 0 | 0 | 2
129521 | AT 12/9 SC - Single Unit | FM - NICOTRA | 31 | 0 |  | 0 | 4 | 0.5 | 1 | 1 | 0 | 0 | 2
129522 | AT 12/9 SC2 - Double Unit | FM - NICOTRA | 1 | 0 |  | 0 | 0 | 0.5 | 1 | 1 | 0 | 0 | 2
12966 | C1.5 Speed Controller (to suit Lineo 100 to 200) | FM - VORTICE | 30 | 30 | Vortice Elettrosociali SpA | 514.79 | 46 | 1.2 | 2 | 2 | 0 | 0 | 6
12967 | C2.5 Speed Controller (to suit Lineo 250 to 315) | FM - VORTICE | 35 | 0 |  | 0 | 19 | 0.5 | 1 | 1 | 0 | 0 | 2
12994 | PIR | FM - VORTICE | 1 | 0 |  | 0 | 0 | 0.5 | 1 | 1 | 0 | 0 | 2
12998 | PIR Sensor | FM - VORTICE | 27 | 0 |  | 0 | 7 | 0.5 | 1 | 1 | 0 | 0 | 2
13-11 | CABTYRE - 6MM X 6 LUGS 10PKT |  | 1 | 8 | Alpha Electrical | 32 | 0 | 0.5 | 8 | 4 | 0 | 0 | 20
13-12 | CABTYRE - 6MM X 8 LUGS 10PKT |  | 1 | 8 | Alpha Electrical | 52 | 0 | 0.5 | 8 | 4 | 0 | 0 | 20
13001 | KIT TE 150/6 Roof Mounting | FM - VORTICE | 12 | 0 |  | 0 | 1 | 0.5 | 1 | 1 | 0 | 0 | 2
13002 | KIT TE 230/9 Roof Mounting | FM - VORTICE | 11 | 0 |  | 0 | 0 | 0.5 | 1 | 1 | 0 | 0 | 2
13003 | KIT TE 300/12 Roof Mounting | FM - VORTICE | 1 | 0 |  | 0 | 0 | 0.5 | 1 | 1 | 0 | 0 | 2
13028 | KIT TC 230/9 | FM - VORTICE | 10 | 14 | Vortice Elettrosociali SpA | 0 | 0 | 1.4 | 1.5 | 2 | 0 | 0 | 5
132B0100 | OPT MICRO LCP DISPLAY W/O POTENTIOM |  | 1 | 1 | Bearing Man Group | 597.32 | 0 | 1.5 | 1 | 2 | 0 | 0 | 4
1350439 | HCT/EC- 63-4T-3 IE5 |  | 1 | 0 |  | 0 | 0 | 0.5 | 1 | 1 | 0 | 0 | 2
1352297 | SC-1250/1200 |  | 1 | 0 |  | 0 | 0 | 0.5 | 1 | 1 | 0 | 0 | 2
1353233 | KIT BOXSMART-7100 - 230V. -1D |  | 1 | 0 |  | 85950 | 0 | 0.5 | 1 | 1 | 0 | 0 | 2
1353244 | KIT BOXSMART-7100 - 230V. -2D |  | 1 | 0 |  | 102240 | 0 | 0.5 | 1 | 1 | 0 | 0 | 2
1355136 | HGT-125-4T/12-60 400/690V. IE3 |  | 1 | 0 |  | 0 | 0 | 0.5 | 1 | 1 | 0 | 0 | 2
1373000218 | MOTORE GM-63A4 B143F TC10 - TIRACAMINO MOTOR | FM - VORTICE | 23 | 58 | Vortice Elettrosociali SpA | 1330.13 | 34 | 0.9 | 3 | 3 | 0 | 0 | 9
13mm X 8mm | A 2100 |  | 1 | 10 | Bluetech Fans (Pty) Ltd | 250 | 0 | 1.2 | 10 | 12 | 0 | 0 | 32
1400mm | Twin Stage Fan c/w 90kw 4Pole (1400rpm) 550V motor |  | 1 | 0 |  | 0 | 0 | 0.5 | 1 | 1 | 0 | 0 | 2
1400mm BM | 1400mm Bellmouth |  | 1 | 0 |  | 0 | 0 | 0.5 | 1 | 1 | 0 | 0 | 2
1400mm Inlet | and Discharge Screen |  | 1 | 0 |  | 0 | 0 | 0.5 | 1 | 1 | 0 | 0 | 2
15-1 | TI8R BLK - T18R CABLE TIES BLACK 100MMX2 |  | 1 | 2 | Atlantic Lighting & Electrical distributors | 14.85 | 0 | 0.5 | 2 | 1 | 0 | 0 | 5
15-5 | T50R BLACK - T50R CABLE TIES BLACK 198MMX4 |  | 1 | 3 | Atlantic Lighting & Electrical distributors | 48.51 | 0 | 0.5 | 3 | 2 | 0 | 0 | 8
15000 | Tiracamino Chimney Fan for Chimney Tops | FM - VORTICE | 34 | 138 | Vortice Elettrosociali SpA | 5798.62 | 156 | 0.8 | 5 | 4 | 0 | 0 | 14
1500W | TERAL 17.5KG |  | 1 | 6 | INTROWELD CC | 1130.43 | 0 | 0.5 | 6 | 3 | 0 | 0 | 15
1501 | ARCAL SPEED 50L CYLINDER 17.5KG | FABRICATION | 1 | 2 | INTROWELD CC | 1130.43 | 0 | 0.5 | 2 | 1 | 0 | 0 | 5
1502479 | HTMH-71-4T-4 220/380V. 60Hz IE3 |  | 1 | 20 | SODECA | 21774.6 | 0 | 2.7 | 20 | 54 | 0 | 0 | 94
1503625 | CA/LINE/EC-10 |  | 1 | 0 |  | 0 | 0 | 0.5 | 1 | 1 | 0 | 0 | 2
1503633 | CA/LINE/EC-31 50/60Hz. |  | 1 | 1 | SODECA | 4281.64 | 0 | 0.9 | 1 | 1 | 0 | 0 | 3
1503634 | CA/LINE/EC-35 50/60Hz. |  | 1 | 0 |  | 0 | 0 | 0.5 | 1 | 1 | 0 | 0 | 2
150NB x 130mm | Style 15 Linkflex 100% (Inner & Outer Tube) EPDM rubber bellows c/w mild steel electro |  | 1 | 0 |  | 3995 | 0 | 0.5 | 1 | 1 | 0 | 0 | 2
150T300 | 150 Diam Tube Silencer 300L | FM - DONKIN | 1 | 0 |  | 0 | 0 | 0.5 | 1 | 1 | 0 | 0 | 2
150T600 | 150 Diam Tube Silencer 600L | FM - DONKIN | 31 | 123 | Attenu-Tec | 474.88 | 124 | 0.5 | 4 | 2 | 0 | 0 | 10
150T900 | 150 Diam Tube Silencer 900L |  | 1 | 9 | Attenu-Tec | 556 | 9 | 0.5 | 9 | 4 | 0 | 0 | 22
1511521 | AT 15/11 SC - Single Unit | FM - NICOTRA | 1 | 0 |  | 0 | 0 | 0.5 | 1 | 1 | 0 | 0 | 2
1515521 | AT 15/15 SC - Single Unit | FM - NICOTRA | 35 | 15 | Regal Beloit Italy S.p.A - Nicotra . | 3222 | 18 | 0.6 | 1 | 1 | 0 | 0 | 3
1515522 | AT 15/15 SC2 - Double Unit | FM - NICOTRA | 1 | 0 |  | 0 | 1 | 0.5 | 1 | 1 | 0 | 0 | 2
15928 | Repair CMP-1025-2T-3 ( ROS Del Note 15928) |  | 1 | 0 |  | 0 | 1 | 0.5 | 1 | 1 | 0 | 0 | 2
1600CF | 1600 Diam Counter Flange | C/FLANGE | 13 | 2 | Air Speration | 1358.93 | 6 | 0.9 | 1 | 1 | 0 | 0 | 3
1600FC | 1600 Diam Flexible Connection | FM - DONKIN | 5 | 2 | Air Speration | 12757.61 | 4 | 1.7 | 1 | 2 | 0 | 0 | 4
1600HVJ-2S | 1600 Diam Vertical Discharge Unit | FM - DONKIN | 1 | 0 |  | 0 | 0 | 0.5 | 1 | 1 | 0 | 0 | 2
1600HVJ-2SB | 1600 Diam Vertical Discharge BASE | FM - DONKIN | 1 | 0 |  | 0 | 0 | 0.5 | 1 | 1 | 0 | 0 | 2
1600IC | 1600 Dia Inlet Cone | Accessories | 1 | 0 |  | 0 | 2 | 0.5 | 2 | 1 | 0 | 0 | 5
1600ICS | 1600 Dia Inlet Cone Screen |  | 1 | 0 |  | 0 | 0 | 0.5 | 1 | 1 | 0 | 0 | 2
1600MF | 1600 Diam Mounting Feet | M/FEET | 13 | 0 | Air Speration | 1345.25 | 14 | 1.5 | 1.5 | 2 | 0 | 0 | 5
1600S1.0D | 1600 Diam Silencer 1.0D | FM - DONKIN | 1 | 0 |  | 0 | 0 | 0.5 | 1 | 1 | 0 | 0 | 2
1600S1.0DP | 1600 Diam Silencer 1.0D Poded | FM - DONKIN | 1 | 0 |  | 0 | 0 | 0.5 | 1 | 1 | 0 | 0 | 2
1600S1.5D | 1600 Diam Silencer 1.5D | FM - DONKIN | 1 | 0 |  | 0 | 0 | 0.5 | 1 | 1 | 0 | 0 | 2
1600S1.5DP | 1600 Diam Silencer 1.5D Podded | FM - DONKIN | 1 | 0 |  | 0 | 0 | 0.5 | 1 | 1 | 0 | 0 | 2
1600S2.0D | 1600 Diam Silencer 2.0D | FM - DONKIN | 1 | 0 |  | 0 | 0 | 0.5 | 1 | 1 | 0 | 0 | 2
1600S2.0DP | 1600 Diam Silencer 2.0D Podded | FM - DONKIN | 1 | 0 |  | 0 | 0 | 0.5 | 1 | 1 | 0 | 0 | 2
1600SM1.0D | 1600 Diam Melinex Silencer 1.0D | FM - DONKIN | 1 | 0 |  | 0 | 0 | 0.5 | 1 | 1 | 0 | 0 | 2
1600SM1.0DP | 1600 Diam Melinex Silencer 1.0D Podded | FM - DONKIN | 1 | 0 |  | 0 | 0 | 0.5 | 1 | 1 | 0 | 0 | 2
1600SM1.5D | 1600 Diam Melinex Silencer 1.5D | FM - DONKIN | 1 | 0 |  | 0 | 0 | 0.5 | 1 | 1 | 0 | 0 | 2
1600SM1.5DP | 1600 Diam Melinex Silencer 1.5D Podded | FM - DONKIN | 1 | 0 |  | 0 | 0 | 0.5 | 1 | 1 | 0 | 0 | 2
1600SM2.0D | 1600 Diam Melinex Silencer 2.0D | FM - DONKIN | 1 | 0 |  | 0 | 0 | 0.5 | 1 | 1 | 0 | 0 | 2
1600SM2.0DP | 1600 Diam Melinex Silencer 2.0D Podded | FM - DONKIN | 1 | 0 |  | 0 | 0 | 0.5 | 1 | 1 | 0 | 0 | 2
16039 | CA 250 VO In-Line Tube Fan Plastic Casing |  | 1 | 1 | Vortice Elettrosociali SpA | 2555.16 | 0 | 0.5 | 1 | 1 | 0 | 0 | 2
1609CL | 160/9 Clamp - to suit, 14mm, 19mm, 24mm and 28mm bore hubs | FM - IMPELLER | 21 | 330 | CFW Fans (Pty) Ltd | 235 | 0 | 0.5 | 16 | 8 | 0 | 0 | 40
1609H14 | 160/9 Hub - 14mm | FM - IMPELLER | 21 | 112 | CFW Fans (Pty) Ltd | 270 | 0 | 0.5 | 5.5 | 3 | 0 | 0 | 14
1609H19 | 160/9 Hub - 19mm | FM - IMPELLER | 19 | 91 | CFW Fans (Pty) Ltd | 270 | 0 | 0.5 | 5 | 2 | 0 | 0 | 12
1609H24 | 160/9 Hub - 24mm | FM - IMPELLER | 21 | 82 | CFW Fans (Pty) Ltd | 270 | 0 | 0.5 | 4 | 2 | 0 | 0 | 10
1609H28 | 160/9 Hub - 28mm | FM - IMPELLER | 19 | 49 | CFW Fans (Pty) Ltd | 270 | 0 | 0.5 | 3 | 2 | 0 | 0 | 8
160T300 | 160 Diam Tube Silencer 300L | FM - DONKIN | 1 | 0 |  | 0 | 0 | 0.5 | 1 | 1 | 0 | 0 | 2
160T600 | 160 Diam Tube Silencer 600L | FM - DONKIN | 1 | 0 |  | 0 | 0 | 0.5 | 1 | 1 | 0 | 0 | 2
160W, 230V, 4500m3/hr, 40lt | Evaporative Air Cooler | Accessories | 1 | 0 |  | 0 | 0 | 0.5 | 1 | 1 | 0 | 0 | 2
160X3SPA | PULLEY FRICTION BELT V-WEDGE 3 GROOVE SPA 2517 TAPER 160MM FENNER |  | 12 | 8 | Bearing Man Group | 474.51 | 0 | 0.7 | 1 | 1 | 0 | 0 | 3
1610X25MM. | TAPER LOCK BUSH METRIC 1610 25MM FENNER |  | 1 | 2 | Bearing Man Group | 72.31 | 0 | 0.5 | 2 | 1 | 0 | 0 | 5
1610X28MM. | Taper Lock Bush Metric 1610 28mm FE |  | 7 | 8 | Bearing Man Group | 74.83 | 0 | 0.5 | 1.5 | 1 | 0 | 0 | 4
1610X38MM | TAPER LOCK BUSH METRIC 1610 38MM FENNER |  | 6 | 3 | Bearing Man Group | 77.68 | 0 | 0.5 | 1 | 1 | 0 | 0 | 2
16183 | CA 150 MD E RF |  | 1 | 2 | Vortice Elettrosociali SpA | 3263.14 | 0 | 1.1 | 2 | 2 | 0 | 0 | 6
16185 | CA 200 MD E RF | FM - VORTICE | 1 | 0 |  | 0 | 0 | 0.5 | 1 | 1 | 0 | 0 | 2
16702 | PRA GLD FLP TTECH SWA D/COMP NO1 M20 |  | 1 | 4 | Pratley (Pty) Ltd | 247.02 | 0 | 0.5 | 4 | 2 | 0 | 0 | 10
168-37 | FAS3212LF RIVET FA - 3.2MMX12MM POP RIVETS |  | 1 | 4 | Atlantic Lighting & Electrical distributors | 47.03 | 0 | 0.5 | 4 | 2 | 0 | 0 | 10
17001 | LINEO 100 VO | FM - VORTICE | 1 | 0 |  | 0 | 0 | 0.5 | 1 | 1 | 0 | 0 | 2
17004 | LINEO 160 VO | FM - VORTICE | 1 | 0 |  | 0 | 0 | 0.5 | 1 | 1 | 0 | 0 | 2
17005 | LINEO 1000 VO | FM - VORTICE | 18 | 0 |  | 0 | 1 | 0.5 | 1 | 1 | 0 | 0 | 2
17009 | LINEO 250 VO | FM - VORTICE | 1 | 0 |  | 0 | 0 | 0.5 | 1 | 1 | 0 | 0 | 2
17013 | LINEO 125 VO KIT | FM - VORTICE | 1 | 0 |  | 0 | 0 | 0.5 | 1 | 1 | 0 | 0 | 2
17021 | LINEO 100 TVO | FM - VORTICE | 17 | 0 |  | 0 | 4 | 0.5 | 1 | 1 | 0 | 0 | 2
17022 | LINEO 125 TVO | FM - VORTICE | 1 | 0 |  | 0 | 0 | 0.5 | 1 | 1 | 0 | 0 | 2
17023 | LINEO 150 TVO | FM - VORTICE | 1 | 0 |  | 0 | 0 | 0.5 | 1 | 1 | 0 | 0 | 2
17143 | LINEO 100 Q | FM - VORTICE | 11 | 0 |  | 0 | 4 | 0.5 | 1 | 1 | 0 | 0 | 2
17144 | LINEO 100 | FM - VORTICE | 10 | 0 |  | 0 | 13 | 0.5 | 1.5 | 1 | 0 | 0 | 4
17145 | LINEO 125 | FM - VORTICE | 25 | 10 | Vortice Elettrosociali SpA | 1177.92 | 14 | 1.2 | 1 | 1 | 0 | 0 | 3
17146 | LINEO 150 | FM - VORTICE | 35 | 8 | Vortice Elettrosociali SpA | 1329.45 | 73 | 1 | 2.5 | 2 | 0 | 0 | 7
17147 | LINEO 160 | FM - VORTICE | 1 | 0 |  | 0 | 0 | 0.5 | 1 | 1 | 0 | 0 | 2
17148 | LINEO 200 Q | FM - VORTICE | 1 | 8 | Vortice Elettrosociali SpA | 1397.64 | 4 | 1.4 | 8 | 11 | 0 | 0 | 27
17149 | LINEO 250 Q | FM - VORTICE | 1 | 0 |  | 0 | 0 | 0.5 | 1 | 1 | 0 | 0 | 2
17160 | LINEO 100 QUIET | FM - VORTICE | 30 | 8 | Vortice Elettrosociali SpA | 442.78 | 11 | 1.1 | 1 | 1 | 0 | 0 | 3
17161 | LINEO 125 QUIET | FM - VORTICE | 20 | 30 | Vortice Elettrosociali SpA | 1513.62 | 15 | 1.2 | 1.5 | 2 | 0 | 0 | 5
17162 | LINEO 150 QUIET | FM - VORTICE | 45 | 103 | Vortice Elettrosociali SpA | 1762.95 | 87 | 1 | 2.5 | 2 | 0 | 0 | 7
17163 | LINEO 160 QUIET | FM - VORTICE | 1 | 0 |  | 0 | 0 | 0.5 | 1 | 1 | 0 | 0 | 2
17164 | LINEO 200 QUIET | FM - VORTICE | 46 | 96 | Vortice Elettrosociali SpA | 2488.4 | 97 | 1 | 2.5 | 2 | 0 | 0 | 7
17165 | LINEO 250 QUIET | FM - VORTICE | 45 | 128 | Vortice Elettrosociali SpA | 5043.15 | 128 | 0.7 | 3 | 2 | 0 | 0 | 8
17166 | LINEO 315 QUIET | FM - VORTICE | 45 | 71 | Vortice Elettrosociali SpA | 6627.02 | 69 | 0.6 | 2 | 1 | 0 | 0 | 5
17177 | LINEO 200 T | FM - VORTICE | 1 | 0 |  | 0 | 0 | 0.5 | 1 | 1 | 0 | 0 | 2
17180 | LINEO 200 | FM - VORTICE | 33 | 38 | Vortice Elettrosociali SpA | 1644.45 | 51 | 1 | 2 | 2 | 0 | 0 | 6
17181 | LINEO 250 | FM - VORTICE | 34 | 30 | Vortice Elettrosociali SpA | 2207.34 | 32 | 0.5 | 1 | 1 | 0 | 0 | 2
17182 | LINEO 315 | FM - VORTICE | 33 | 72 | Vortice Elettrosociali SpA | 3058.29 | 101 | 0.9 | 3.5 | 3 | 0 | 0 | 10
17184 | LINEO 100 Q T | FM - VORTICE | 1 | 0 |  | 0 | 0 | 0.5 | 1 | 1 | 0 | 0 | 2
17185 | LINEO 100 T | FM - VORTICE | 1 | 0 |  | 0 | 4 | 0.5 | 4 | 2 | 0 | 0 | 10
17186 | LINEO 125 T | FM - VORTICE | 1 | 0 |  | 0 | 0 | 0.5 | 1 | 1 | 0 | 0 | 2
17187 | LINEO 150 T | FM - VORTICE | 1 | 0 |  | 0 | 0 | 0.5 | 1 | 1 | 0 | 0 | 2
17188 | LINEO 160 T | FM - VORTICE | 1 | 0 |  | 0 | 0 | 0.5 | 1 | 1 | 0 | 0 | 2
1813521 | AT 18/13 SC - Single Unit | FM - NICOTRA | 1 | 1 | Regal Beloit Italy S.p.A - Nicotra . | 2705.32 | 0 | 0.5 | 1 | 1 | 0 | 0 | 2
1818521 | AT 18/18 SC - Single Unit | FM - NICOTRA | 32 | 11 | Apache Manufacturing CC | 4085.58 | 29 | 0.5 | 1 | 1 | 0 | 0 | 2
1818522 | AT 18/18 SC2 - Double Unit | FM - NICOTRA | 1 | 0 |  | 0 | 1 | 0.5 | 1 | 1 | 0 | 0 | 2
18INLET-CONE | 18 Inch Inlet Cone |  | 1 | 1 | Centrifab (Pty) Ltd | 630 | 0 | 0.5 | 1 | 1 | 0 | 0 | 2
1920 | RENTAL MONTHLY |  | 1 | 6 | INTROWELD CC | 208.69 | 0 | 0.5 | 6 | 3 | 0 | 0 | 15
19220 | METAL DRY AUTOMATIC |  | 1 | 0 |  | 0 | 0 | 0.5 | 1 | 1 | 0 | 0 | 2
19404 | KTEX 50-30-4 |  | 1 | 0 |  | 0 | 0 | 0.5 | 1 | 1 | 0 | 0 | 2
194832 | M10 FLAT WASHER DIN 125A ZINC BLUE (10 .5i/dx20o/dX2thk) |  | 3 | 260 | M&D SPECIALISED FASTENERS (PTY) LTD | 0.2 | 0 | 0.5 | 87 | 44 | 0 | 0 | 218
194843 | M12 FLAT WASHER DIN 125A ZINC BLUE (13i/d x 24o/d x 2 .5 thk) | FASTENERS | 3 | 932 | M&D SPECIALISED FASTENERS (PTY) LTD | 0.4 | 0 | 0.5 | 311 | 156 | 0 | 0 | 778
194856 | M16 FLAT WASHER DIN 125A ZINC BLUE (17i/d x 30o/d X 3thk) | FASTENERS | 1 | 800 | M&D SPECIALISED FASTENERS (PTY) LTD | 0.8 | 0 | 0.5 | 800 | 400 | 0 | 0 | 2000
194916 | M6 (6.4 X12X1.6) FLAT WASHER DIN 125A ZINC BLUE | FASTENERS | 1 | 300 | M&D SPECIALISED FASTENERS (PTY) LTD | 0.08 | 0 | 0.5 | 300 | 150 | 0 | 0 | 750
194925 | M8 FLAT WASHER DIN 125A ZINC BLUE (8 . 4ID*16OD*1 . 6THICK) |  | 1 | 160 | M&D SPECIALISED FASTENERS (PTY) LTD | 0.12 | 0 | 0.5 | 160 | 80 | 0 | 0 | 400
2.2 kW VSD | 2.2kW Variable Speed Controller | VSD | 1 | 0 |  | 0 | 0 | 0.5 | 1 | 1 | 0 | 0 | 2
2.2 kw VSD | Speed controller |  | 1 | 0 | AM SYSTEMS INTEGRATIONS (PTY) LTD | 0 | 3 | 0.9 | 3 | 3 | 0 | 0 | 9
2.223PM | 2.2kW 2P 380V Pad Mount Motor | FM - MOTOR | 12 | 16 | ACTOM | 2225.53 | 1 | 1.3 | 1.5 | 2 | 0 | 8 | 5
2.243FM | 2.2kW 4P 380V Foot Mount Motor |  | 4 | 4 | ACTOM | 2509.5 | 0 | 0.5 | 1 | 1 | 0 | 0 | 2
2.243PM | 2.2kW 4P 380V Pad Mount Motor | FM - MOTOR | 22 | 72 | ACTOM | 2652.15 | 14 | 0.9 | 3.5 | 3 | 0 | 20 | 10
2.263PM | 2.2kW 6P 380V Pad Mount Motor |  | 1 | 0 |  | 0 | 0 | 0.5 | 1 | 1 | 0 | 0 | 2
2.2kW VSD ENC. | 2.2kW Variable Speed Drive Enclosure | VSD | 1 | 0 | AM SYSTEMS INTEGRATIONS (PTY) LTD | 7618.69 | 0 | 0.9 | 1 | 1 | 0 | 0 | 3
200220VSD | 220kW 220V VSD |  | 1 | 0 |  | 5000 | 0 | 0.5 | 1 | 1 | 0 | 0 | 2
200LS | Louvre Shutter |  | 1 | 0 |  | 0 | 6 | 0.5 | 6 | 3 | 0 | 0 | 15
200T1200 | 200 Diam Tube Silencer 1200L |  | 1 | 16 | Attenu-Tec | 727 | 16 | 0.5 | 16 | 8 | 0 | 0 | 40
200T300 | 200 Diam Tube Silencer 300L | FM - DONKIN | 1 | 0 |  | 0 | 0 | 0.5 | 1 | 1 | 0 | 0 | 2
200T600 | 200 Diam Tube Silencer 600L | FM - DONKIN | 33 | 200 | Attenu-Tec | 533 | 217 | 0.6 | 7 | 4 | 0 | 0 | 18
200T900 | 200 Diam Tube Silencer 900L | FM - DONKIN | 1 | 4 | Attenu-Tec | 623 | 4 | 0.5 | 4 | 2 | 0 | 0 | 10
2012X25MM. | TAPER LOCK BUSH METRIC 2012 25MM FENNER |  | 1 | 1 | Bearing Man Group | 100.65 | 0 | 0.5 | 1 | 1 | 0 | 0 | 2
2012X38MM | TAPER LOCK BUSH METRIC 2012 38MM FENNER |  | 42 | 11 | Bearing Man Group | 102.04 | 0 | 0.9 | 1 | 1 | 0 | 0 | 3
21113 | GV2 ME04 |  | 1 | 0 |  | 0 | 0 | 0.5 | 1 | 1 | 0 | 0 | 2
214165 | M10X25X2 FLAT WASHER Z/BLUE |  | 1 | 100 | M&D SPECIALISED FASTENERS (PTY) LTD | 0.5 | 0 | 0.5 | 100 | 50 | 0 | 0 | 250
214899 | M12X30X3 FLAT WASHER Z/BLUE |  | 1 | 100 | M&D SPECIALISED FASTENERS (PTY) LTD | 0.8 | 0 | 0.5 | 100 | 50 | 0 | 0 | 250
220025 | M8 . 4*20*3 FLAT WASHER Z/BLUE |  | 1 | 100 | M&D SPECIALISED FASTENERS (PTY) LTD | 1.8 | 0 | 0.5 | 100 | 50 | 0 | 0 | 250
22010 | 100 Wall Fans | FM - VORTICE | 27 | 0 |  | 0 | 33 | 0.5 | 1.5 | 1 | 0 | 0 | 4
22020 | 120/150 Wall Fixed Grills | FM - VORTICE | 28 | 144 | Vortice Elettrosociali SpA | 35.35 | 128 | 0.7 | 5.5 | 4 | 0 | 0 | 15
22131 | F 100 / 4 WINDOW KIT | FM - VORTICE | 28 | 0 |  | 0 | 3 | 0.5 | 1 | 1 | 0 | 0 | 2
22132 | F 120 / 5 WINDOW KIT | FM - VORTICE | 33 | 0 |  | 0 | 4 | 0.5 | 1 | 1 | 0 | 0 | 2
22133 | F 150 / 6 WINDOW KIT | FM - VORTICE | 5 | 0 |  | 0 | 3 | 0.5 | 1 | 1 | 0 | 0 | 2
221331 | M150/6 Spare Motor |  | 1 | 0 |  | 0 | 1 | 0.5 | 1 | 1 | 0 | 0 | 2
22154 | S 100 / 4 CEILING KIT | FM - VORTICE | 1 | 0 |  | 0 | 0 | 0.5 | 1 | 1 | 0 | 0 | 2
22155 | S 120 / 5 CEILING KIT | FM - VORTICE | 1 | 0 |  | 0 | 0 | 0.5 | 1 | 1 | 0 | 0 | 2
22156 | S 150 / 6 CEILING KIT | FM - VORTICE | 1 | 0 |  | 0 | 0 | 0.5 | 1 | 1 | 0 | 0 | 2
22165 | FG 100 FIXED GRILLE (VOR 22165) | FM - VORTICE | 16 | 0 |  | 47.94 | 6 | 0.5 | 1 | 1 | 0 | 0 | 2
22167 | FG 150 FIXED GRILLE (VOR 22167) | FM - VORTICE | 16 | 0 |  | 31.15 | 11 | 0.5 | 1 | 1 | 0 | 0 | 2
2243FM | 22kW 4P 380V Foot Mount Motor | FM - DONKIN | 1 | 2 | ACTOM | 16260 | 0 | 0.9 | 2 | 2 | 0 | 0 | 6
22668 | CA-FU 125 | FM - VORTICE | 1 | 0 |  | 0 | 0 | 0.5 | 1 | 1 | 0 | 0 | 2
227205 | CSK ALLEN CAP SCREW MECH | FASTENERS | 1 | 0 | M&D SPECIALISED FASTENERS (PTY) LTD | 4.8 | 0 | 1 | 1 | 1 | 0 | 0 | 3
22M16X150 | M16 X 150 HT Setscrews |  | 1 | 8 | MADAN Engineering cc | 26 | 0 | 0.7 | 8 | 6 | 0 | 0 | 22
235829 | M16*120 HT HEX BOLT Z/BLUE |  | 1 | 4 | M&D SPECIALISED FASTENERS (PTY) LTD | 16 | 0 | 0.5 | 4 | 2 | 0 | 0 | 10
237756 | M10*16 HT HEX SET SCREW Z/BLUE |  | 20 | 360 | M&D SPECIALISED FASTENERS (PTY) LTD | 1.8 | 0 | 0.5 | 18 | 9 | 0 | 0 | 45
237939 | M12*20 HT HEX SET SCREW Z/BLUE 12X20 933 8.8 ZB |  | 1 | 160 | M&D SPECIALISED FASTENERS (PTY) LTD | 3 | 0 | 0.5 | 160 | 80 | 0 | 0 | 400
237993 | M12*40 HT HEX SET SCREW Z/BLUE |  | 1 | 0 |  | 4 | 0 | 0.5 | 1 | 1 | 0 | 0 | 2
238028 | M12*60 HT HEX SET SCREW Z/BLUE |  | 20 | 288 | M&D SPECIALISED FASTENERS (PTY) LTD | 4.4 | 0 | 0.5 | 14.5 | 7 | 0 | 0 | 36
238062 | M12*90 HT HEX SET SCREW Z/BLUE |  | 20 | 280 | M&D SPECIALISED FASTENERS (PTY) LTD | 5.9 | 0 | 0.5 | 14 | 7 | 0 | 0 | 35
238152 | M16*100 HT HEX SET SCREW Z/BLUE |  | 21 | 200 | M&D SPECIALISED FASTENERS (PTY) LTD | 12.5 | 0 | 0.5 | 10 | 5 | 0 | 0 | 25
238166 | M16*120 HT HEX SET SCREW Z/BLUE |  | 3 | 100 | M&D SPECIALISED FASTENERS (PTY) LTD | 18 | 0 | 0.5 | 33.5 | 17 | 0 | 0 | 84
238185 | M16*150 HT HEX SET SCREW ZINC BLUE |  | 1 | 60 | M&D SPECIALISED FASTENERS (PTY) LTD | 20 | 0 | 0.5 | 60 | 30 | 0 | 0 | 150
238307 | M16*80 HT HEX SET SCREW Z/BLUE |  | 1 | 20 | M&D SPECIALISED FASTENERS (PTY) LTD | 11 | 0 | 0.7 | 20 | 14 | 0 | 0 | 54
239044 | M5*16 HT HEX SET SCREW Z/BLUE |  | 1 | 200 | M&D SPECIALISED FASTENERS (PTY) LTD | 0.4 | 0 | 0.5 | 200 | 100 | 0 | 0 | 500
239158 | M6*25 HT HEX SET SCREW Z/BLUE | FASTENERS | 1 | 300 | M&D SPECIALISED FASTENERS (PTY) LTD | 0.65 | 0 | 0.5 | 300 | 150 | 0 | 0 | 750
239281 | M8*16 HT SET SCREW Z/BLUE |  | 1 | 160 | M&D SPECIALISED FASTENERS (PTY) LTD | 0.9 | 0 | 0.5 | 160 | 80 | 0 | 0 | 400
241419 | M10 (10.5X20X2) DIN 125 FLAT WASHER S/S 304 - A2 |  | 1 | 120 | M&D SPECIALISED FASTENERS (PTY) LTD | 0.4 | 0 | 0.5 | 120 | 60 | 0 | 0 | 300
241420 | M12 FLAT WASHER DIN 125A - (13i/dX24o/dX2.5thk) S/S 304 - A2 | FASTENERS | 1 | 332 | M&D SPECIALISED FASTENERS (PTY) LTD | 0.8 | 0 | 0.5 | 332 | 166 | 0 | 0 | 830
241421 | M16 (17X30X3) FLAT WASHER DIN 125A S/S 304 - A2 |  | 1 | 280 | M&D SPECIALISED FASTENERS (PTY) LTD | 1.3 | 0 | 0.5 | 280 | 140 | 0 | 0 | 700
241440 | M5 FLAT WASHER DIN 125A S/S 304 - A2 -(5.3i/d X 10o/d X 1thk) |  | 1 | 120 | M&D SPECIALISED FASTENERS (PTY) LTD | 0.06 | 0 | 0.5 | 120 | 60 | 0 | 0 | 300
241442 | M6 FLAT WASHER DIN 125A S/S 304 - A2 - (6.4X12.5X1.6) |  | 1 | 120 | M&D SPECIALISED FASTENERS (PTY) LTD | 0.15 | 0 | 0.5 | 120 | 60 | 0 | 0 | 300
244896 | M10*25 HEX SET SCREW S/S 304 - A2 |  | 1 | 120 | M&D SPECIALISED FASTENERS (PTY) LTD | 3 | 0 | 0.5 | 120 | 60 | 0 | 0 | 300
244949 | M12*25 HEX SET SCREW S/S A2 - 304 |  | 1 | 120 | M&D SPECIALISED FASTENERS (PTY) LTD | 4.5 | 0 | 0.5 | 120 | 60 | 0 | 0 | 300
244999 | M16X120 A2 HEX SET SCREW |  | 1 | 80 | M&D SPECIALISED FASTENERS (PTY) LTD | 45 | 0 | 0.5 | 80 | 40 | 0 | 0 | 200
245022 | M16*60 HEX SET SCREW S/S A2 - 304 |  | 1 | 8 | M&D SPECIALISED FASTENERS (PTY) LTD | 15 | 0 | 0.5 | 8 | 4 | 0 | 0 | 20
245035 | M16*90 A2 HEX SET SCREW |  | 1 | 8 | M&D SPECIALISED FASTENERS (PTY) LTD | 20 | 0 | 0.5 | 8 | 4 | 0 | 0 | 20
2450x1225x2mm | HR Sheet CQ 2450x1225x2mm | FABRICATION | 1 | 4 | NJR STEEL - ALRODE (PTY) LTD | 701.44 | 0 | 0.5 | 4 | 2 | 0 | 0 | 10
2450x1225x3mm | HR Sheet SAE1008 2450x1225x3 | FABRICATION | 1 | 1 | NJR STEEL - ALRODE (PTY) LTD | 1067.28 | 0 | 0.5 | 1 | 1 | 0 | 0 | 2
2450x1225x4mm | HR Sheet CQ 2450x1225x4 mm | FM - FABRICATION | 1 | 2 | NJR STEEL - ALRODE (PTY) LTD | 1418.1 | 0 | 0.5 | 2 | 1 | 0 | 0 | 5
245199 | M5*16 HEX SET SCREW S/S 304 - A2 | FASTENERS | 1 | 420 | M&D SPECIALISED FASTENERS (PTY) LTD | 0.65 | 0 | 0.5 | 420 | 210 | 0 | 0 | 1050
245232 | M6*16 A2 HEX SET SCREW | FASTENERS | 1 | 420 | M&D SPECIALISED FASTENERS (PTY) LTD | 0.8 | 0 | 0.5 | 420 | 210 | 0 | 0 | 1050
245328 | M12 HEX NUT S/S 304 - A2 |  | 1 | 144 | M&D SPECIALISED FASTENERS (PTY) LTD | 1.8 | 0 | 0.5 | 144 | 72 | 0 | 0 | 360
245333 | M16 HEX NUT S/S A2 304 |  | 1 | 240 | M&D SPECIALISED FASTENERS (PTY) LTD | 3.5 | 0 | 0.5 | 240 | 120 | 0 | 0 | 600
245381 | M5 HEX NUTS S/S 304 - A2 | FASTENERS | 1 | 300 | M&D SPECIALISED FASTENERS (PTY) LTD | 0.2 | 0 | 0.5 | 300 | 150 | 0 | 0 | 750
245388 | M6 HEX NUT S/S 304 - A2 |  | 1 | 300 | M&D SPECIALISED FASTENERS (PTY) LTD | 0.3 | 0 | 0.5 | 300 | 150 | 0 | 0 | 750
24VDC | 24VDV, KL, Plug, 119x119x38mm, Compact fan |  | 1 | 0 |  | 0 | 0 | 0.5 | 1 | 1 | 0 | 0 | 2
25.4*6-2RTUBE | 25,4*1.6-2mm Round Tube Die Set (Die CLR 93mm) | FM - FABRICATION | 1 | 1 | Strongman Metal Tools CC | 2699 | 0 | 0.5 | 1 | 1 | 0 | 0 | 2
250 WL | Weather Louvre |  | 1 | 0 |  | 0 | 0 | 0.5 | 1 | 1 | 0 | 0 | 2
250/355 WC | Wall Cowl Galvanized |  | 1 | 3 | Attenu-Tec HVAC Parts | 653 | 0 | 0.5 | 3 | 2 | 0 | 0 | 8
25001 | PRA BLANKING PLUG FLP Exd 20mm |  | 1 | 2 | Pratley (Pty) Ltd | 54.56 | 0 | 0.5 | 2 | 1 | 0 | 0 | 5
25012CL | 250/12 Clamp - to suit, 38mm and 42mm bore hubs | FM - IMPELLER | 20 | 69 | CFW Fans (Pty) Ltd | 297 | 0 | 0.5 | 3.5 | 2 | 0 | 0 | 9
25012H19 | 250/12 Hub - 19mm | FM - IMPELLER | 1 | 4 | CFW Fans (Pty) Ltd | 384 | 0 | 0.5 | 4 | 2 | 0 | 0 | 10
25012H24 | 250/12 Hub - 24mm bore | FM - IMPELLER | 17 | 30 | CFW Fans (Pty) Ltd | 384 | 0 | 0.5 | 2 | 1 | 0 | 0 | 5
25012H28 | 250/12 Hub - 28mm bore | FM - IMPELLER | 7 | 18 | CFW Fans (Pty) Ltd | 384 | 0 | 0.5 | 3 | 2 | 0 | 0 | 8
25012H38 | 250/12 Hub - 38mm | FM - IMPELLER | 20 | 12 | CFW Fans (Pty) Ltd | 384 | 0 | 0.5 | 1 | 1 | 0 | 0 | 2
25012H42 | 250/12 Hub - 42mm | FM - IMPELLER | 1 | 6 | CFW Fans (Pty) Ltd | 384 | 0 | 0.5 | 6 | 3 | 0 | 0 | 15
250LS | Louvre Shutter |  | 12 | 0 |  | 0 | 2 | 0.5 | 1 | 1 | 0 | 0 | 2
250T1200 | 250 Diam Tube Silencer 1200L |  | 1 | 3 | Attenu-Tec | 818 | 3 | 0.5 | 3 | 2 | 0 | 0 | 8
250T300 | 250 Diam Tube Silencer 300L | FM - DONKIN | 1 | 0 |  | 0 | 0 | 0.5 | 1 | 1 | 0 | 0 | 2
250T600 | 250 Diam Tube Silencer 600L | FM - DONKIN | 33 | 149 | Attenu-Tec | 595 | 149 | 0.5 | 5 | 2 | 0 | 0 | 12
2517X25MM. | TAPER LOCK BUSH METRIC 2517 25MM FENNER |  | 1 | 5 | Bearing Man Group | 159.27 | 0 | 1.9 | 5 | 10 | 0 | 0 | 20
2517X28MM | TAPER LOCK BUSH METRIC 2517 28MM FENNER |  | 1 | 1 | Bearing Man Group | 154.81 | 0 | 0.5 | 1 | 1 | 0 | 0 | 2
2517X35MM | TAPER LOCK BUSH METRIC 2517 35MM FENNER |  | 1 | 2 | Bearing Man Group | 170.11 | 0 | 0.5 | 2 | 1 | 0 | 0 | 5
255557 | Stop Start Panel - ABB |  | 1 | 0 |  | 0 | 0 | 0.5 | 1 | 1 | 0 | 0 | 2
257799 | M10 DIN 934 GRADE 8.8 HEX NUT - Satinless Steel |  | 1 | 120 | M&D SPECIALISED FASTENERS (PTY) LTD | 1.5 | 0 | 0.5 | 120 | 60 | 0 | 0 | 300
257855 | M16 GR8 HEX NUT Z/BLUE |  | 9 | 610 | M&D SPECIALISED FASTENERS (PTY) LTD | 1.88 | 0 | 0.5 | 68 | 34 | 0 | 0 | 170
258032 | M5 HT HEX NUT Z/BLUE |  | 1 | 200 | M&D SPECIALISED FASTENERS (PTY) LTD | 0.15 | 0 | 0.5 | 200 | 100 | 0 | 0 | 500
258205 | M12 HT NYLOCK NUT |  | 1 | 40 | M&D SPECIALISED FASTENERS (PTY) LTD | 0.9 | 0 | 0.5 | 40 | 20 | 0 | 0 | 100
258306 | M6 HT NYLOCK NUT |  | 17 | 500 | M&D SPECIALISED FASTENERS (PTY) LTD | 0.2 | 0 | 0.5 | 29.5 | 15 | 0 | 0 | 74
25CA10 | Manifold Filter 5'' |  | 1 | 0 |  | 0 | 0 | 0.5 | 1 | 1 | 0 | 0 | 2
25FF10J20 | Filtro - FLANGIA DN100 - CON 2 PRESE DI PRESSIONE 1/4 GAS E TAPPI - Item Code: FF10J20 |  | 1 | 0 |  | 0 | 0 | 0.5 | 1 | 1 | 0 | 0 | 2
25FL10 | Filter FL10 |  | 1 | 0 |  | 0 | 0 | 0.5 | 1 | 1 | 0 | 0 | 2
25FL8 | FILTER FL8 |  | 1 | 0 |  | 0 | 0 | 0.5 | 1 | 1 | 0 | 0 | 2
25FL9 | Filter FL9 |  | 1 | 0 |  | 0 | 0 | 0.5 | 1 | 1 | 0 | 0 | 2
25FM10. | FLEXIBLE SLEEVE FM 10 |  | 1 | 0 |  | 0 | 0 | 0.5 | 1 | 1 | 0 | 0 | 2
25FM8 | Flexible Sleeve FM 8 |  | 1 | 0 |  | 0 | 0 | 0.5 | 1 | 1 | 0 | 0 | 2
25MC 040 | PRESSURE GAUGE 0.600 M BAR |  | 1 | 0 |  | 0 | 0 | 0.5 | 1 | 1 | 0 | 0 | 2
25MC040 | PRESSURE GAUGE 0-600 M.BAR |  | 1 | 0 |  | 0 | 0 | 0.5 | 1 | 1 | 0 | 0 | 2
25MC050 | Pressure Gauge 0/+1000 mbar |  | 1 | 0 |  | 0 | 0 | 0.5 | 1 | 1 | 0 | 0 | 2
25MP8 | Sleeve MP 8 with O-Ring |  | 1 | 0 |  | 0 | 0 | 0.5 | 1 | 1 | 0 | 0 | 2
25PV10950 | Valve Holder G5 INOX VRL 9 L50 |  | 1 | 0 |  | 0 | 0 | 0.5 | 1 | 1 | 0 | 0 | 2
25PV8650 | VALVE HOLDER G3'' INOX FOR VRL 6 L50 |  | 1 | 0 |  | 0 | 0 | 0.5 | 1 | 1 | 0 | 0 | 2
25PV9650 | Valve Holder G4'' INOX FOR VRL 6 L50 |  | 1 | 0 |  | 0 | 0 | 0.5 | 1 | 1 | 0 | 0 | 2
25SS8 | SILENCER SS 8 3'' |  | 1 | 0 |  | 0 | 0 | 0.5 | 1 | 1 | 0 | 0 | 2
25SS950 | Silencer SS 9 (4'') GAS L50 |  | 1 | 0 |  | 0 | 0 | 0.5 | 1 | 1 | 0 | 0 | 2
25TR8 | CONNECTOR FOR FILTERS 3'' |  | 1 | 0 |  | 0 | 0 | 0.5 | 1 | 1 | 0 | 0 | 2
25TR9 | Connector For Filter 4'' |  | 1 | 0 |  | 0 | 0 | 0.5 | 1 | 1 | 0 | 0 | 2
25VC10- | NON-RETURN VALVE |  | 1 | 0 |  | 0 | 0 | 0.5 | 1 | 1 | 0 | 0 | 2
25VC8 | CHECK VALVE VC 8 |  | 1 | 0 |  | 0 | 0 | 0.5 | 1 | 1 | 0 | 0 | 2
25VC9 | CHECK VALVE VC9 |  | 1 | 0 |  | 0 | 0 | 0.5 | 1 | 1 | 0 | 0 | 2
25VRL6 G50 | RELIEF VALVE VRL 6 GAS L50 |  | 1 | 0 |  | 0 | 0 | 0.5 | 1 | 1 | 0 | 0 | 2
25VRL6G50 | RELIEF VALVE VRL9 GAS L50 |  | 1 | 0 |  | 0 | 0 | 0.5 | 1 | 1 | 0 | 0 | 2
25VRL6HPG50 | Flow Relief Valve VRL6 HP GAS L50 |  | 1 | 0 |  | 0 | 0 | 0.5 | 1 | 1 | 0 | 0 | 2
25VRL9G50 | RELIEF VALVE VRL9 GAS L50 |  | 1 | 0 |  | 0 | 0 | 0.5 | 1 | 1 | 0 | 0 | 2
26-29 | 4MM RED RING LUGS |  | 1 | 4 | Atlantic Lighting & Electrical distributors | 83.34 | 0 | 0.5 | 4 | 2 | 0 | 0 | 10
26-30 | 5MM RED RING LUGS |  | 1 | 4 | Atlantic Lighting & Electrical distributors | 86.31 | 0 | 0.5 | 4 | 2 | 0 | 0 | 10
26016666640A | HBA 112 T6 c/w 7.5Kw 6P 525V |  | 1 | 0 |  | 0 | 0 | 0.5 | 1 | 1 | 0 | 0 | 2
26025 | DEUMIDO 10 | FM - VORTICE | 1 | 0 |  | 0 | 0 | 0.5 | 1 | 1 | 0 | 0 | 2
26027 | DEUMIDO 20 | FM - VORTICE | 13 | 0 |  | 0 | 4 | 0.5 | 1 | 1 | 0 | 0 | 2
267215 | M12 HEX NUT ZINC BLUE |  | 20 | 904 | M&D SPECIALISED FASTENERS (PTY) LTD | 1 | 0 | 0.5 | 45.5 | 23 | 0 | 0 | 114
3 MM PLT | Bending |  | 1 | 160 | Kart Shop TA Ultimate Laser Cutting | 5 | 0 | 0.7 | 160 | 112 | 0 | 0 | 432
300 X 300 DG | DOOR GRILLE 300/300 NS NA |  | 1 | 0 |  | 0 | 0 | 0.5 | 1 | 1 | 0 | 0 | 2
300 x 300 filter box | c/w filter, 450 x 450 weather louvre & double deflection grill |  | 1 | 0 |  | 0 | 0 | 0.5 | 1 | 1 | 0 | 0 | 2
3000x1500x1.9mm | HR Sheet CQ 3000x1500x1.9mm | FM - SHEET | 1 | 1 | NJR STEEL - ALRODE (PTY) LTD | 1052.26 | 0 | 0.5 | 1 | 1 | 0 | 0 | 2
3000x1500x3mm | HR Sheet CQ 3000x1500x3mm |  | 2 | 4 | NJR STEEL - ALRODE (PTY) LTD | 1536.76 | 0 | 0.5 | 2 | 1 | 0 | 0 | 5
3000x1500x4mm | HR Sheet CQ 3000x1500x4mm | FM - FABRICATION | 1 | 2 | NJR STEEL - ALRODE (PTY) LTD | 2024.6 | 0 | 0.5 | 2 | 1 | 0 | 0 | 5
300220VSD | 320kW 220V VSD |  | 1 | 0 |  | 6000 | 0 | 0.5 | 1 | 1 | 0 | 0 | 2
300WL | Weather Louvre |  | 1 | 0 |  | 0 | 1 | 0.5 | 1 | 1 | 0 | 0 | 2
30301 | C 10/2 T ATEX II 2G/D h T3/125 X Gb/Db | FM - VORTICE | 15 | 0 |  | 0 | 1 | 0.5 | 1 | 1 | 0 | 0 | 2
30304 | C 15/2 T ATEX II 2G/D h T3/125 X Gb/Db | FM - VORTICE | 1 | 0 |  | 0 | 0 | 0.5 | 1 | 1 | 0 | 0 | 2
30305 | C 20/2 T ATEX II 2G/D h T3/125 X Gb/Db | FM - VORTICE | 29 | 0 |  | 0 | 1 | 0.5 | 1 | 1 | 0 | 0 | 2
30306 | C 25/2 T ATEX II 2G/D h T3/125 X Gb/Db | FM - VORTICE | 1 | 0 |  | 0 | 0 | 0.5 | 1 | 1 | 0 | 0 | 2
30307 | C 30/2 T ATEX II 2G/D h T3/125 X Gb/Db | FM - VORTICE | 1 | 0 |  | 0 | 0 | 0.5 | 1 | 1 | 0 | 0 | 2
30308 | C 30/4 T ATEX II 2G/D h T3/125 X Gb/Db | FM - VORTICE | 1 | 0 |  | 0 | 0 | 0.5 | 1 | 1 | 0 | 0 | 2
30309 | C 31/4 T ATEX II 2G/D h T3/125 X Gb/Db | FM - VORTICE | 1 | 0 |  | 0 | 0 | 0.5 | 1 | 1 | 0 | 0 | 2
30310 | C 35/4 T ATEX II 2G/D h T3/125 X Gb/Db | FM - VORTICE | 1 | 0 |  | 0 | 0 | 0.5 | 1 | 1 | 0 | 0 | 2
30311 | C 37/4 T ATEX II 2G/D h T3/125 X Gb/Db | FM - VORTICE | 1 | 0 |  | 0 | 1 | 0.5 | 1 | 1 | 0 | 0 | 2
30630189P16 | Majax-2 Screen |  | 1 | 0 |  | 0 | 0 | 0.5 | 1 | 1 | 0 | 0 | 2
315 LS | Louvre Shutter |  | 1 | 0 |  | 0 | 1 | 0.5 | 1 | 1 | 0 | 0 | 2
315-560AVMS | 315 to 560 NDA RED ANeoprene Floor Mounts | FM - DONKIN | 33 | 1538 | Seal 'N Devices (Pty) Ltd | 42.94 | 1108 | 0.5 | 47 | 24 | 0 | 0 | 118
315CF | 315 Diam Counter Flange | FM - C/FLANGE | 34 | 333 | Attenu-Tec HVAC Parts | 76.19 | 263 | 0.7 | 10 | 7 | 0 | 0 | 27
315FC | 315 Diam Flexible Connection | FM - DONKIN | 13 | 6 | Attenu-Tec | 142.96 | 4 | 0.5 | 1 | 1 | 0 | 0 | 2
315HVJ-2S | 315 Diam Vertical Discharge Unit | FM - DONKIN | 1 | 0 |  | 0 | 0 | 0.5 | 1 | 1 | 0 | 0 | 2
315HVJ-2SB | 315 Diam Vertical Discharge BASE | FM - DONKIN | 1 | 0 |  | 0 | 0 | 0.5 | 1 | 1 | 0 | 0 | 2
315MBP01 | 1-0350-240-P01 - 315 Motor Bracket |  | 20 | 372 | Mafilisti Trading and Projects (Pty) Ltd | 28.55 | 0 | 0.5 | 19 | 10 | 0 | 0 | 48
315MF | 315 Diam Mounting Feet | FM - M/FEET | 34 | 301 | Attenu-Tec HVAC Parts | 0 | 357 | 0.7 | 10.5 | 7 | 0 | 0 | 28
315PLT315-2MM | 315 Casing Sheet - 995 x 315 - 2mm | CASING | 1 | 10 | NJR STEEL - ALRODE (PTY) LTD | 133 | 0 | 0.5 | 10 | 5 | 0 | 6 | 25
315S1.0D | 315 Diam Silencer 1.0D | FM - DONKIN | 1 | 0 |  | 0 | 0 | 0.5 | 1 | 1 | 0 | 0 | 2
315S1.0DP | 315 Diam Silencer 1.0D Podded | FM - DONKIN | 23 | 4 | Attenu-Tec | 1425 | 3 | 0.5 | 1 | 1 | 0 | 0 | 2
315S1.5D | 315 Diam Silencer 1.5D | FM - DONKIN | 1 | 0 |  | 0 | 0 | 0.5 | 1 | 1 | 0 | 0 | 2
315S1.5DP | 315 Diam Silencer 1.5D Podded | FM - DONKIN | 34 | 150 | Attenu-Tec | 1340 | 151 | 0.7 | 4.5 | 3 | 0 | 0 | 12
315S2.0D | 315 Diam Silencer 2.0D | FM - DONKIN | 1 | 0 |  | 0 | 0 | 0.5 | 1 | 1 | 0 | 0 | 2
315S2.0DP | 315 Diam Silencer 2.0D Podded | FM - DONKIN | 20 | 17 | Attenu-Tec | 1695 | 19 | 0.9 | 1 | 1 | 0 | 0 | 3
315SC | 315mm Dia HDG Screen |  | 1 | 0 |  | 0 | 0 | 0.5 | 1 | 1 | 0 | 0 | 2
315SM1.0D | 315 Diam Melinex Silencer 1.0D | FM - DONKIN | 1 | 0 |  | 0 | 0 | 0.5 | 1 | 1 | 0 | 0 | 2
315SM1.0DP | 315 Diam Melinex Silencer 1.0D Podded | FM - DONKIN | 1 | 0 |  | 0 | 0 | 0.5 | 1 | 1 | 0 | 0 | 2
315SM1.5D | 315 Diam Melinex Silencer 1.5D | FM - DONKIN | 1 | 0 |  | 0 | 0 | 0.5 | 1 | 1 | 0 | 0 | 2
315SM1.5DP | 315 Diam Melinex Silencer 1.5D Podded | FM - DONKIN | 1 | 2 | Attenu-Tec | 1270 | 2 | 1.4 | 2 | 3 | 0 | 0 | 7
315SM2.0D | 315 Diam Melinex Silencer 2.0D | FM - DONKIN | 1 | 0 |  | 0 | 0 | 0.5 | 1 | 1 | 0 | 0 | 2
315SM2.0DP | 315 Diam Melinex Silencer 2.0D Podded | FM - DONKIN | 1 | 0 |  | 0 | 0 | 0.5 | 1 | 1 | 0 | 0 | 2
315T300 | 315 Diam Tube Silencer 300L | FM - DONKIN | 1 | 10 | Attenu-Tec | 414 | 10 | 0.5 | 10 | 5 | 0 | 0 | 25
315T600 | 315 Diam Tube Silencer 600L | FM - DONKIN | 33 | 349 | Attenu-Tec | 679 | 370 | 0.6 | 11.5 | 7 | 0 | 0 | 30
315T900 | 315 Diam Tube Silencer 900L | FM - DONKIN | 1 | 1 | Attenu-Tec | 793 | 1 | 0.5 | 1 | 1 | 0 | 0 | 2
32*2-RTUBE | 32*2 mm Round Tube Die Set (Die CLR 125mm) | FM - FABRICATION | 1 | 1 | Strongman Metal Tools CC | 4799 | 0 | 0.5 | 1 | 1 | 0 | 0 | 2
320 x 280 x 80 | 220V KL Plug - 250HL0601 |  | 1 | 0 |  | 0 | 0 | 0.5 | 1 | 1 | 0 | 0 | 2
323PM | 3kW 2P 380V Pad Mount Motor | FM - MOTOR | 20 | 13 | ACTOM | 3047.61 | 0 | 1.3 | 1 | 1 | 0 | 3 | 3
33353 | C30/4T | FM - VORTICE | 1 | 0 |  | 0 | 0 | 0.5 | 1 | 1 | 0 | 0 | 2
33355 | C31/4T | FM - VORTICE | 1 | 0 |  | 0 | 0 | 0.5 | 1 | 1 | 0 | 0 | 2
343FM | 3kW 4P 380V Foot Mount Motor |  | 1 | 6 | ACTOM | 3406 | 0 | 1 | 6 | 6 | 0 | 0 | 18
343PM | 3kW 4P 380V Pad Mount Motor | FM - MOTOR | 21 | 61 | ACTOM | 3012.02 | 2 | 0.9 | 3 | 3 | 0 | 6 | 9
350 LV | Louvre Shutter |  | 2 | 0 |  | 0 | 3 | 0.5 | 1.5 | 1 | 0 | 0 | 4
350 x 350 filter box | c/w filter, 450 x 450 weather louvre & double deflection grill |  | 1 | 0 |  | 0 | 0 | 0.5 | 1 | 1 | 0 | 0 | 2
355CF | 355 Diam Counter Flange | FM - DONKIN | 1 | 0 |  | 0 | 0 | 0.5 | 1 | 1 | 0 | 0 | 2
355FC | 355 Diam Flexible Connection | FM - DONKIN | 1 | 0 |  | 0 | 0 | 0.5 | 1 | 1 | 0 | 0 | 2
355HVJ-2S | 355 Diam Vertical Discharge Unit | FM - DONKIN | 1 | 0 |  | 0 | 0 | 0.5 | 1 | 1 | 0 | 0 | 2
355HVJ-2SB | 355 Diam Vertical Discharge BASE | FM - DONKIN | 1 | 0 |  | 0 | 0 | 0.5 | 1 | 1 | 0 | 0 | 2
355MF | 355 Diam Mounting Feet | M/FEET | 1 | 4 | Attenu-Tec HVAC Parts | 90.15 | 0 | 1.5 | 4 | 6 | 0 | 0 | 14
355S1.0D | 355 Diam Silencer 1.0D | FM - DONKIN | 1 | 0 |  | 0 | 0 | 0.5 | 1 | 1 | 0 | 0 | 2
355S1.0DP | 355 Diam Silencer 1.0D Podded | FM - DONKIN | 1 | 0 |  | 0 | 0 | 0.5 | 1 | 1 | 0 | 0 | 2
355S1.5D | 355 Diam Silencer 1.5D | FM - DONKIN | 1 | 0 |  | 0 | 0 | 0.5 | 1 | 1 | 0 | 0 | 2
355S1.5DP | 355 Diam Silencer 1.5D Podded | FM - DONKIN | 1 | 0 |  | 0 | 0 | 0.5 | 1 | 1 | 0 | 0 | 2
355S2.0D | 355 Diam Silencer 2.0D | FM - DONKIN | 1 | 0 |  | 0 | 0 | 0.5 | 1 | 1 | 0 | 0 | 2
355S2.0DP | 355 Diam Silencer 2.0D Podded | FM - DONKIN | 1 | 0 |  | 0 | 0 | 0.5 | 1 | 1 | 0 | 0 | 2
355SM1.0D | 355 Diam Melinex Silencer 1.0D | FM - DONKIN | 1 | 0 |  | 0 | 0 | 0.5 | 1 | 1 | 0 | 0 | 2
355SM1.0DP | 355 Diam Melinex Silencer 1.0D Podded | FM - DONKIN | 1 | 0 |  | 0 | 0 | 0.5 | 1 | 1 | 0 | 0 | 2
355SM1.5D | 355 Diam Melinex Silencer 1.5D | FM - DONKIN | 1 | 0 |  | 0 | 0 | 0.5 | 1 | 1 | 0 | 0 | 2
355SM1.5DP | 355 Diam Melinex Silencer 1.5D Podded | FM - DONKIN | 1 | 0 |  | 0 | 0 | 0.5 | 1 | 1 | 0 | 0 | 2
355SM2.0D | 355 Diam Melinex Silencer 2.0D | FM - DONKIN | 1 | 0 |  | 0 | 0 | 0.5 | 1 | 1 | 0 | 0 | 2
355SM2.0DP | 355 Diam Melinex Silencer 2.0D Podded | FM - DONKIN | 1 | 0 |  | 0 | 0 | 0.5 | 1 | 1 | 0 | 0 | 2
355T600. | 355 Diam Tube Silencer 600L | FM - DONKIN | 32 | 63 | Attenu-Tec | 731 | 59 | 0.7 | 2 | 1 | 0 | 0 | 5
363PM | 3kW 6P 380V Pad Mount Motor |  | 1 | 0 |  | 0 | 1 | 0.5 | 1 | 1 | 0 | 0 | 2
3kW VSD | 3kW Variable Speed Controller | VSD | 1 | 0 | AM SYSTEMS INTEGRATIONS (PTY) LTD | 6674.85 | 5 | 0.9 | 5 | 4 | 0 | 0 | 14
3kW VSD ENC. | 3kW Variable Speed Enclosure | VSD | 1 | 0 | AM SYSTEMS INTEGRATIONS (PTY) LTD | 7618.69 | 0 | 0.9 | 1 | 1 | 0 | 0 | 3
3mm gal plt | Program 1 - program 1 |  | 1 | 4 | Kart Shop TA Ultimate Laser Cutting | 0 | 0 | 0.5 | 4 | 2 | 0 | 0 | 10
3mm galv plt | Bracket - Bracket |  | 1 | 2 | Kart Shop TA Ultimate Laser Cutting | 0 | 0 | 0.5 | 2 | 1 | 0 | 0 | 5
3mm plt | program 2 - Program 2 |  | 1 | 4 | Kart Shop TA Ultimate Laser Cutting | 0 | 0 | 0.5 | 4 | 2 | 0 | 0 | 10
3mm plt - program 2 | Program 2 |  | 1 | 0 |  | 2650 | 0 | 0.5 | 1 | 1 | 0 | 0 | 2
4 kW 2P 112M | 3Ph 380-400-415 Standard Efficiency IC418 - TEAO - B30L(D) |  | 1 | 1 | WEG South Africa | 4071 | 0 | 1.8 | 1 | 2 | 0 | 0 | 4
4.03 | Ablution ventilation |  | 1 | 0 |  | 0 | 0 | 0.5 | 1 | 1 | 0 | 0 | 2
400 LS | Louvre Shutter |  | 1 | 0 |  | 0 | 0 | 0.5 | 1 | 1 | 0 | 0 | 2
400053 | 25A TIP HOLDER M6 |  | 1 | 20 | INTROWELD CC | 15 | 0 | 0.5 | 20 | 10 | 0 | 0 | 50
400080 | TB 250 SHROUD |  | 1 | 20 | INTROWELD CC | 29.65 | 0 | 0.5 | 20 | 10 | 0 | 0 | 50
400184 | LINER 1.00MM AND 1.2MM 4 METRE |  | 1 | 4 | INTROWELD CC | 95 | 0 | 0.5 | 4 | 2 | 0 | 0 | 10
400220VSD | 420kW 220V VSD |  | 1 | 0 |  | 7000 | 0 | 0.5 | 1 | 1 | 0 | 0 | 2
400238 | CONTACT TIP BNZ STYLE M6 1.0MM |  | 1 | 20 | INTROWELD CC | 13.67 | 0 | 0.5 | 20 | 10 | 0 | 0 | 50
400BS | Bird Screen |  | 1 | 0 |  | 0 | 0 | 0.5 | 1 | 1 | 0 | 0 | 2
400C400 | 400 Casing x 400mm Long - DO NOT DRILL MOTOR AND BRACKET HOLES |  | 2 | 6 | CFW Fans (Pty) Ltd | 0 | 0 | 0.5 | 3 | 2 | 0 | 0 | 8
400CF | 400 Diam Counter Flange | FM - C/FLANGE | 35 | 331 | Attenu-Tec HVAC Parts | 85 | 290 | 0.5 | 9.5 | 5 | 0 | 0 | 24
400FC | 400 Diam Flexible Connection | FM - DONKIN | 47 | 17 | Attenu-Tec HVAC Parts | 325.84 | 11 | 0.9 | 1 | 1 | 0 | 0 | 3
400HVJ-2S | 400 Diam Vertical Discharge Unit | FM - DONKIN | 2 | 1 | Attenu-Tec HVAC Parts | 840 | 1 | 1.1 | 1 | 1 | 0 | 0 | 3
400HVJ-2SB | 400 Diam Vertical Discharge BASE | FM - DONKIN | 1 | 0 |  | 0 | 0 | 0.5 | 1 | 1 | 0 | 0 | 2
400MBP02 | 1-0350-240 P02 - 400 Motor Bracket |  | 20 | 312 | Kart Shop TA Ultimate Laser Cutting | 26.34 | 0 | 0.5 | 16 | 8 | 0 | 0 | 40
400MF | 400 Diam Mounting Feet | FM - M/FEET | 34 | 306 | Air Speration | 0 | 376 | 0.6 | 11.5 | 7 | 0 | 0 | 30
400PLT400-2MM | 400 Casing Sheet - 1262 x 400 - 2mm | CASING | 1 | 10 | NJR STEEL - ALRODE (PTY) LTD | 213 | 0 | 0.5 | 10 | 5 | 0 | 7 | 25
400S1.0D | 400 Diam Silencer 1.0D | FM - DONKIN | 1 | 0 |  | 0 | 2 | 0.5 | 2 | 1 | 0 | 0 | 5
400S1.0DP | 400 Diam Silencer 1.0D Podded | FM - DONKIN | 1 | 1 | Attenu-Tec | 1456 | 1 | 0.5 | 1 | 1 | 0 | 0 | 2
400S1.5D | 400 Diam Silencer 1.5D | FM - DONKIN | 5 | 3 | Attenu-Tec | 1164 | 5 | 0.5 | 1 | 1 | 0 | 0 | 2
400S1.5DP | 400 Diam Silencer 1.5D Podded | FM - DONKIN | 34 | 127 | Attenu-Tec | 1632 | 128 | 0.6 | 4 | 2 | 0 | 0 | 10
400S2.0D | 400 Diam Silencer 2.0D | FM - DONKIN | 1 | 0 |  | 0 | 0 | 0.5 | 1 | 1 | 0 | 0 | 2
400S2.0DP | 400 Diam Silencer 2.0D Podded | FM - DONKIN | 28 | 47 | Attenu-Tec | 2030.72 | 45 | 0.6 | 2 | 1 | 0 | 0 | 5
400SC | 400 Diam Side Screen |  | 26 | 12 | Luft Industries Natal (Pty) Ltd | 291.5 | 8 | 0.5 | 1 | 1 | 0 | 0 | 2
400SM1.0D | 400 Diam Melinex Silencer 1.0D | FM - DONKIN | 1 | 0 |  | 0 | 0 | 0.5 | 1 | 1 | 0 | 0 | 2
400SM1.0DP | 400 Diam Melinex Silencer 1.0D Podded | FM - DONKIN | 1 | 0 |  | 0 | 0 | 0.5 | 1 | 1 | 0 | 0 | 2
400SM1.5D | 400 Diam Melinex Silencer 1.5D | FM - DONKIN | 1 | 0 |  | 0 | 0 | 0.5 | 1 | 1 | 0 | 0 | 2
400SM1.5DP | 400 Diam Melinex Silencer 1.5D Podded | FM - DONKIN | 14 | 14 | Attenu-Tec | 1506.5 | 12 | 0.5 | 1 | 1 | 0 | 0 | 2
400SM2.0D | 400 Diam Melinex Silencer 2.0D | FM - DONKIN | 1 | 0 |  | 0 | 0 | 0.5 | 1 | 1 | 0 | 0 | 2
400SM2.0DP | 400 Diam Melinex Silencer 2.0D Podded | FM - DONKIN | 1 | 0 |  | 0 | 0 | 0.5 | 1 | 1 | 0 | 0 | 2
400WL | Weather Louvre |  | 1 | 0 |  | 0 | 2 | 0.5 | 2 | 1 | 0 | 0 | 5
400X400WL | Weather Louvre NS |  | 1 | 0 |  | 0 | 0 | 0.5 | 1 | 1 | 0 | 0 | 2
400ma | Maxair 400/3/4 |  | 1 | 0 |  | 0 | 0 | 0.5 | 1 | 1 | 0 | 0 | 2
40301 | E 254 M ATEX II 2G/D h T3/125 X Gb/Db | FM - VORTICE | 1 | 0 |  | 0 | 0 | 0.5 | 1 | 1 | 0 | 0 | 2
40302 | E 304 M ATEX II 2G/D h T3/125 X Gb/Db | FM - VORTICE | 12 | 2 | Vortice Elettrosociali SpA | 4791.06 | 5 | 1.1 | 1 | 1 | 0 | 0 | 3
40304 | E 354 M ATEX II 2G/D h T3/125 X Gb/Db | FM - VORTICE | 14 | 2 | Vortice Elettrosociali SpA | 7004.13 | 3 | 1.2 | 1 | 1 | 0 | 0 | 3
40306 | E 404 M ATEX II 2G/D h T3/125 X Gb/Db | FM - VORTICE | 6 | 4 | Vortice Elettrosociali SpA | 7909.61 | 2 | 0.5 | 1 | 1 | 0 | 0 | 2
40308 | E 454 M ATEX II 2G/D h T3/125 X Gb/Db | FM - VORTICE | 9 | 0 |  | 0 | 1 | 0.5 | 1 | 1 | 0 | 0 | 2
40309 | E 254 T ATEX II 2G/D h T3/125 X Gb/Db | FM - VORTICE | 7 | 0 |  | 0 | 1 | 0.5 | 1 | 1 | 0 | 0 | 2
40310 | E 304 T ATEX II 2G/D h T3/125 X Gb/Db | FM - VORTICE | 34 | 0 |  | 0 | 4 | 0.5 | 1 | 1 | 0 | 0 | 2
40313 | E 354 T ATEX II 2G/D h T3/125 X Gb/Db | FM - VORTICE | 8 | 2 | Vortice Elettrosociali SpA | 5930.81 | 1 | 1.4 | 1 | 1 | 0 | 0 | 3
40314 | E404 T ATEX | FM - VORTICE | 29 | 0 | Vortice Elettrosociali SpA | 0 | 3 | 0.9 | 1 | 1 | 0 | 0 | 3
40315 | E 454 T ATEX II 2G/D h T3/125 X Gb/Db | FM - VORTICE | 7 | 0 |  | 0 | 2 | 0.5 | 1 | 1 | 0 | 0 | 2
40316 | E 504 T ATEX II 2G/D h T3/125 X Gb/Db | FM - VORTICE | 27 | 0 |  | 0 | 0 | 0.5 | 1 | 1 | 0 | 0 | 2
40317 | E 604 T ATEX II 2G/D h T3/125 X Gb/Db | FM - VORTICE | 1 | 0 |  | 0 | 0 | 0.5 | 1 | 1 | 0 | 0 | 2
4032+0037 | SPARE MOTOR SIZE 90 - 2.2kW 2 POLI - 230V-50Hz SINGLE-PHASE -CL.F TROP. IP55 + PTO |  | 1 | 0 |  | 0 | 0 | 0.5 | 1 | 1 | 0 | 0 | 2
40322 | E 354 M ATEX II 2G/D h T3/125 X Gb/Db |  | 1 | 1 | Vortice Elettrosociali SpA | 7245.65 | 0 | 1.4 | 1 | 1 | 0 | 0 | 3
40324 | E 454 M ATEX II 2G/D h T3/125 X Gb/Db |  | 1 | 1 | Vortice Elettrosociali SpA | 7797.41 | 0 | 1.4 | 1 | 1 | 0 | 0 | 3
40329 | E 454 T ATEX II 2G/D h T3/125 X Gb/Db |  | 1 | 2 | Vortice Elettrosociali SpA | 7098.6 | 0 | 1.4 | 2 | 3 | 0 | 0 | 7
42116 | BD 12/12 T6 1.1KW 251520160 |  | 13 | 10 | Vortice Elettrosociali SpA | 4363.48 | 2 | 1.1 | 1 | 1 | 0 | 0 | 3
42227 | A-E 304 T | FM - VORTICE | 1 | 1 | Vortice Elettrosociali SpA | 2758.05 | 0 | 1.1 | 1 | 1 | 0 | 0 | 3
42259 | A-E 354 T | FM - VORTICE | 1 | 1 | Vortice Elettrosociali SpA | 3107.62 | 0 | 1.1 | 1 | 1 | 0 | 0 | 3
423PM | 4kW 2P 380V Pad Mount Motor | FM - MOTOR | 15 | 24 | ACTOM | 3644.75 | 0 | 0.7 | 2 | 1 | 0 | 12 | 5
44.13.0010 | Round Terminal Block |  | 1 | 50 | ACTOM | 39 | 0 | 0.8 | 50 | 40 | 0 | 0 | 140
443FM | 4KW 4 D112 ALU Foot 400V IE1 SN: |  | 4 | 2 | Electromote (Pty) Ltd | 3845.58 | 0 | 0.5 | 1 | 1 | 0 | 0 | 2
443PM | 4kW 4P 380V Pad Mount Motor | FM - MOTOR | 15 | 41 | ACTOM | 4017.1 | 0 | 1.1 | 3 | 3 | 0 | 8 | 9
450CF | 450 Diam Counter Flange | C/FLANGE | 1 | 0 |  | 0 | 2 | 0.5 | 2 | 1 | 0 | 0 | 5
450FC | 450 Diam Flexible Connection | FM - DONKIN | 1 | 0 |  | 0 | 0 | 0.5 | 1 | 1 | 0 | 0 | 2
450HVJ-2S | 450 Diam Vertical Discharge Unit | FM - DONKIN | 1 | 0 |  | 0 | 0 | 0.5 | 1 | 1 | 0 | 0 | 2
450HVJ-2SB | 450 Diam Vertical Discharge BASE | FM - DONKIN | 1 | 0 |  | 0 | 0 | 0.5 | 1 | 1 | 0 | 0 | 2
450MF | 450 Diam Mounting Feet | M/FEET | 1 | 0 |  | 0 | 4 | 0.5 | 4 | 2 | 0 | 0 | 10
450S1.0D | 450 Diam Silencer 1.0D | FM - DONKIN | 1 | 0 |  | 0 | 0 | 0.5 | 1 | 1 | 0 | 0 | 2
450S1.0DP | 450 Diam Silencer 1.0D Podded | FM - DONKIN | 1 | 0 |  | 0 | 0 | 0.5 | 1 | 1 | 0 | 0 | 2
450S1.5D | 450 Diam Silencer 1.5D | FM - DONKIN | 1 | 0 |  | 0 | 0 | 0.5 | 1 | 1 | 0 | 0 | 2
450S1.5DP | 450 Diam Silencer 1.5D Podded | FM - DONKIN | 1 | 0 |  | 0 | 0 | 0.5 | 1 | 1 | 0 | 0 | 2
450S2.0D | 450 Diam Silencer 2.0D | FM - DONKIN | 1 | 0 |  | 0 | 0 | 0.5 | 1 | 1 | 0 | 0 | 2
450S2.0DP | 450 Diam Silencer 2.0D Podded | FM - DONKIN | 1 | 0 |  | 0 | 0 | 0.5 | 1 | 1 | 0 | 0 | 2
450SM1.0D | 450 Diam Melinex Silencer 1.0D | FM - DONKIN | 1 | 0 |  | 0 | 0 | 0.5 | 1 | 1 | 0 | 0 | 2
450SM1.0DP | 450 Diam Melinex Silencer 1.0D Podded | FM - DONKIN | 1 | 0 |  | 0 | 0 | 0.5 | 1 | 1 | 0 | 0 | 2
450SM1.5D | 450 Diam Melinex Silencer 1.5D | FM - DONKIN | 1 | 0 |  | 0 | 0 | 0.5 | 1 | 1 | 0 | 0 | 2
450SM1.5DP | 450 Diam Melinex Silencer 1.5D Podded | FM - DONKIN | 1 | 0 |  | 0 | 0 | 0.5 | 1 | 1 | 0 | 0 | 2
450SM2.0D | 450 Diam Melinex Silencer 2.0D | FM - DONKIN | 1 | 0 |  | 0 | 0 | 0.5 | 1 | 1 | 0 | 0 | 2
450SM2.0DP | 450 Diam Melinex Silencer 2.0D Podded | FM - DONKIN | 1 | 0 |  | 0 | 0 | 0.5 | 1 | 1 | 0 | 0 | 2
452525 | 45kW 2P 525v Pad Mount Motor |  | 1 | 0 |  | 0 | 0 | 0.5 | 1 | 1 | 0 | 0 | 2
46000 | PRA GLAND FLP Exde BRASS CPR N0S M20 |  | 11 | 8 | Pratley (Pty) Ltd | 196.3 | 0 | 0.5 | 1 | 1 | 0 | 0 | 2
460CF | 460 Diam Counter Flanges | C/FLANGE | 1 | 2 | GALVAGLOW (PTY) LTD | 0 | 0 | 0.5 | 2 | 1 | 0 | 0 | 5
460MF | 460 Diam Mounting Feet | M/FEET | 1 | 4 | GALVAGLOW (PTY) LTD | 0 | 0 | 0.5 | 4 | 2 | 0 | 0 | 10
463PM | 4kW 6P 380V Pad Mount Motor |  | 1 | 0 |  | 0 | 0 | 0.5 | 1 | 1 | 0 | 0 | 2
480CF | Counter Flanges |  | 1 | 0 |  | 0 | 0 | 0.5 | 1 | 1 | 0 | 0 | 2
480MF | Mounting Feet |  | 1 | 0 |  | 0 | 0 | 0.5 | 1 | 1 | 0 | 0 | 2
49111090 | CATALOGO |  | 1 | 1 | SODECA | 453.03 | 0 | 2.1 | 1 | 2 | 0 | 0 | 4
4kW VSD | 4kW Variable Speed Controller | VSD | 1 | 0 | AM SYSTEMS INTEGRATIONS (PTY) LTD | 7011.65 | 1 | 0.9 | 1 | 1 | 0 | 0 | 3
4kW VSD ENC. | 4kW Variable Speed Enclosure | VSD | 1 | 0 | AM SYSTEMS INTEGRATIONS (PTY) LTD | 7634.08 | 0 | 0.9 | 1 | 1 | 0 | 0 | 3
4mm plt | 1000 Flanges Special request |  | 3 | 3 | Kart Shop TA Ultimate Laser Cutting | 2796.67 | 0 | 0.5 | 1 | 1 | 0 | 0 | 2
5.523FM | 5.5KW 2P 400V FOOT MOUNT MOTOR |  | 1 | 3 | WEG South Africa | 4393.13 | 0 | 0.5 | 3 | 2 | 0 | 0 | 8
5.523PM | 5.5 kW 2P 380V Pad Mount Motor | FM - MOTOR | 12 | 6 | Luck and King | 5386.44 | 0 | 0.9 | 1 | 1 | 0 | 0 | 3
5.543FM | 5.5KW 4P 400V FOOT MOUNT MOTOR |  | 1 | 1 | ACTOM | 5755 | 0 | 1.5 | 1 | 2 | 0 | 0 | 4
5.543PM | 5.5kW 4P 380V Pad Mount Motor | FM - MOTOR | 18 | 17 | ACTOM | 4902.91 | 4 | 1.1 | 1 | 1 | 0 | 6 | 3
5.563PM | 5.5kW 6P 380V Pad Mount Motor |  | 1 | 0 |  | 0 | 0 | 0.5 | 1 | 1 | 0 | 0 | 2
5.5kW VSD | 5.5kW Variable Speed Controller | VSD | 1 | 0 | AM SYSTEMS INTEGRATIONS (PTY) LTD | 7709.22 | 2 | 0.9 | 2 | 2 | 0 | 0 | 6
5.5kW VSD ENC. | 5kW Variable Speed Enclosure | VSD | 1 | 0 | AM SYSTEMS INTEGRATIONS (PTY) LTD | 7634.08 | 0 | 0.9 | 1 | 1 | 0 | 0 | 3
50 duct | 500mm 5meter |  | 1 | 0 |  | 0 | 0 | 0.5 | 1 | 1 | 0 | 0 | 2
500 SC | 500 Diam Side Screen (HOT DEEP GALV) |  | 1 | 8 | Heinmor Wire Products CC | 281 | 0 | 0.5 | 8 | 4 | 0 | 0 | 20
500/560WC | 500/560 Wall Cowl |  | 1 | 0 |  | 890 | 0 | 0.5 | 1 | 1 | 0 | 0 | 2
500220VSD | 520kW 220V VSD |  | 1 | 0 |  | 8000 | 0 | 0.5 | 1 | 1 | 0 | 0 | 2
500BS | Bird Screen |  | 1 | 0 |  | 0 | 0 | 0.5 | 1 | 1 | 0 | 0 | 2
500C400 | 500 Casing x 400mm Long - DO NOT DRILL MOTOR AND BRACKET HOLES |  | 2 | 6 | CFW Fans (Pty) Ltd | 0 | 0 | 0.5 | 3 | 2 | 0 | 0 | 8
500CF | 500 Diam Counter Flange | FM - C/FLANGE | 34 | 203 | Attenu-Tec HVAC Parts | 64.44 | 207 | 0.7 | 6.5 | 5 | 0 | 0 | 18
500CFUG | 500 Diam Counter Flange Ungalvanised | FM - C/FLANGE | 1 | 20 | ULTIMATENG (PTY) LTD | 0 | 0 | 0.5 | 20 | 10 | 0 | 0 | 50
500FC | 500 Diam Flexible Connection | FM - DONKIN | 24 | 12 | Air Speration | 537.57 | 6 | 1.4 | 1 | 1 | 0 | 0 | 3
500HVJ-2S | 500 Diam Vertical Discharge Unit | FM - DONKIN | 2 | 2 | Attenu-Tec HVAC Parts | 1025 | 2 | 1.1 | 1 | 1 | 0 | 0 | 3
500HVJ-2SB | 500 Diam Vertical Discharge BASE | FM - DONKIN | 1 | 0 |  | 0 | 0 | 0.5 | 1 | 1 | 0 | 0 | 2
500IM | Spare Impeller |  | 1 | 3 | Centrifab (Pty) Ltd | 1630 | 0 | 1.7 | 3 | 5 | 0 | 0 | 11
500IM & 0.55kW 6 Pole 380V | Impeller & Motor Assembly |  | 1 | 0 |  | 0 | 0 | 0.5 | 1 | 1 | 0 | 0 | 2
500MBP03 | 1-0350-240 P03 - 500 Motor Bracket |  | 20 | 248 | Kart Shop TA Ultimate Laser Cutting | 24.7 | 0 | 0.5 | 12.5 | 6 | 0 | 0 | 31
500MF | 500 Diam Mounting Feet | FM - M/FEET | 34 | 180 | Attenu-Tec HVAC Parts | 0 | 305 | 0.6 | 9 | 5 | 0 | 0 | 23
500MFUG | 500 Diam Mounting Feet Ungalvanized | FM - M/FEET | 1 | 18 | ULTIMATENG (PTY) LTD | 0 | 0 | 0.5 | 18 | 9 | 0 | 0 | 45
500PLT400-2MM | 500 Casing Sheet - 1579 x 400 - 2mm | CASING | 1 | 6 | NJR STEEL - ALRODE (PTY) LTD | 207.08 | 0 | 0.5 | 6 | 3 | 0 | 0 | 15
500PLT400-3MM | 500 Casing Sheet - 1579 x 400 - 3mm | CASING | 1 | 6 | NJR STEEL - ALRODE (PTY) LTD | 385.17 | 0 | 0.5 | 6 | 3 | 0 | 0 | 15
500PLT500-3MM | 500 Casing Sheet - 1579 x 500 - 3mm | CASING | 1 | 1 | NJR STEEL - ALRODE (PTY) LTD | 389 | 0 | 0.5 | 1 | 1 | 0 | 0 | 2
500S1.0D | 500 Diam Silencer 1.0D | FM - DONKIN | 1 | 0 |  | 0 | 0 | 0.5 | 1 | 1 | 0 | 0 | 2
500S1.0DP | 500 Diam Silencer 1.0D Podded | FM - DONKIN | 7 | 3 | Attenu-Tec | 1575 | 3 | 0.5 | 1 | 1 | 0 | 0 | 2
500S1.5D | 500 Diam Silencer 1.5D | FM - DONKIN | 1 | 0 |  | 0 | 2 | 0.5 | 2 | 1 | 0 | 0 | 5
500S1.5DP | 500 Diam Silencer 1.5D Podded | FM - DONKIN | 34 | 87 | Attenu-Tec | 2025 | 83 | 0.6 | 3 | 2 | 0 | 0 | 8
500S2.0D | 500 Diam Silencer 2.0D | FM - DONKIN | 1 | 0 |  | 0 | 0 | 0.5 | 1 | 1 | 0 | 0 | 2
500S2.0DP | 500 Diam Silencer 2.0D Podded | FM - DONKIN | 15 | 41 | Attenu-Tec | 2608 | 61 | 1 | 4.5 | 4 | 0 | 0 | 13
500SC- | Screen |  | 1 | 3 | Heinmor Wire Products CC | 309 | 3 | 0.5 | 3 | 2 | 0 | 0 | 8
500SM1.0D | 500 Diam Melinex Silencer 1.0D | FM - DONKIN | 1 | 0 |  | 0 | 0 | 0.5 | 1 | 1 | 0 | 0 | 2
500SM1.0DP | 500 Diam Melinex Silencer 1.0D Podded | FM - DONKIN | 1 | 0 |  | 0 | 0 | 0.5 | 1 | 1 | 0 | 0 | 2
500SM1.5D | 500 Diam Melinex Silencer 1.5D | FM - DONKIN | 1 | 0 |  | 0 | 2 | 0.5 | 2 | 1 | 0 | 0 | 5
500SM1.5DP | 500 Diam Melinex Silencer 1.5D Podded | FM - DONKIN | 2 | 1 | Attenu-Tec | 1819 | 2 | 0.5 | 1 | 1 | 0 | 0 | 2
500SM2.0D | 500 Diam Melinex Silencer 2.0D | FM - DONKIN | 1 | 0 |  | 0 | 0 | 0.5 | 1 | 1 | 0 | 0 | 2
500SM2.0DP | 500 Diam Melinex Silencer 2.0D Podded | FM - DONKIN | 9 | 3 | Attenu-Tec | 2608 | 2 | 0.5 | 1 | 1 | 0 | 0 | 2
500mm Zinc | - Zinc Filter Clips |  | 1 | 48 | Airventfil (Pty) Ltd | 0 | 0 | 0.5 | 48 | 24 | 0 | 0 | 120
500mm Zinc - | Zinc Filter Clips |  | 1 | 0 |  | 62 | 0 | 0.5 | 1 | 1 | 0 | 0 | 2
500mm Zinz - | Zinc Filter Clips |  | 1 | 0 |  | 0 | 0 | 0.5 | 1 | 1 | 0 | 0 | 2
502203527 | MBP 35 2T c/w 2.2Kw 2880rpm 380V Motor |  | 1 | 0 |  | 0 | 0 | 0.5 | 1 | 1 | 0 | 0 | 2
51070 | PRA REDUCER FLP Ex d/e 32M-25F |  | 1 | 4 | Pratley (Pty) Ltd | 124.88 | 0 | 0.5 | 4 | 2 | 0 | 0 | 10
549CFUG | B - 549 Diam Counter Flange Ungalvanised - Buffalo |  | 1 | 12 | ULTIMATENG (PTY) LTD | 0 | 0 | 0.5 | 12 | 6 | 0 | 0 | 30
549CFUG - B | 549 Diam Counter Flange Ungalvanised - Buffalo | C/FLANGE | 1 | 0 |  | 0 | 0 | 0.5 | 1 | 1 | 0 | 0 | 2
560 20.D.8 | Spare Impeller |  | 1 | 1 | Luft Industries Natal (Pty) Ltd | 1751.25 | 0 | 0.5 | 1 | 1 | 0 | 0 | 2
560 FB | Filter Box |  | 1 | 0 |  | 0 | 3 | 0.5 | 3 | 2 | 0 | 0 | 8
560/150/10 SI | Spare Impeller (560mm 'B' 150A10AR 19mm 080Frame Deg 21 DEG - FM3181) |  | 1 | 1 | Luft Industries Natal (Pty) Ltd | 1766.25 | 0 | 0.9 | 1 | 1 | 0 | 0 | 3
560CF | 560 Diam Counter Flange | FM - C/FLANGE | 34 | 228 | Attenu-Tec HVAC Parts | 0 | 245 | 0.6 | 7.5 | 4 | 0 | 0 | 19
560CFUG | 560 Diam Counter Flange Ungalvanised | FM - C/FLANGE | 1 | 18 | ULTIMATENG (PTY) LTD | 0 | 0 | 0.5 | 18 | 9 | 0 | 0 | 45
560DC | Discharge Cowl |  | 1 | 0 |  | 0 | 0 | 0.5 | 1 | 1 | 0 | 0 | 2
560FC | 560 Diam Flexible Connection | FM - DONKIN | 24 | 17 | Attenu-Tec HVAC Parts | 733 | 17 | 1.7 | 1 | 2 | 0 | 0 | 4
560HVJ-2S | 560 Diam Vertical Discharge Unit | FM - DONKIN | 15 | 11 | Attenu-Tec HVAC Parts | 1201.86 | 7 | 1 | 1 | 1 | 0 | 0 | 3
560HVJ-2SB | 560 Diam Vertical Discharge BASE | FM - DONKIN | 1 | 0 |  | 0 | 0 | 0.5 | 1 | 1 | 0 | 0 | 2
560IMP | Impeller 560/250/14 Aluminum - 20 deg pitch, Form B, 24mm Bore |  | 1 | 1 | Luft Industries Natal (Pty) Ltd | 2428 | 0 | 0.5 | 1 | 1 | 0 | 0 | 2
560LS | Louvre Shutter |  | 1 | 0 |  | 0 | 0 | 0.5 | 1 | 1 | 0 | 0 | 2
560MBP04 | 1-0350-240 P04 - 560 Motor Bracket |  | 20 | 256 | Kart Shop TA Ultimate Laser Cutting | 26.38 | 0 | 0.5 | 13 | 6 | 0 | 0 | 32
560MF | 560 Diam Mounting Feet | FM - M/FEET | 34 | 233 | Attenu-Tec HVAC Parts | 202 | 464 | 0.5 | 14 | 7 | 0 | 0 | 35
560MFUG | 560 Diam Mounting Feet Ungalvanized | FM - M/FEET | 1 | 0 |  | 0 | 0 | 0.5 | 1 | 1 | 0 | 0 | 2
560PLT400-2MM | 560 Casing Sheet - 1767 x 400 - 2mm | CASING | 1 | 6 | NJR STEEL - ALRODE (PTY) LTD | 232 | 0 | 0.5 | 6 | 3 | 0 | 4 | 15
560PLT400-3MM | 560 Casing Sheet - 1767 x 400 - 3mm | CASING | 1 | 7 | NJR STEEL - ALRODE (PTY) LTD | 418.71 | 0 | 0.5 | 7 | 4 | 0 | 0 | 18
560PLT500-3MM | 560 Casing Sheet - 1767 x 500 - 3mm | CASING | 1 | 0 |  | 559 | 0 | 0.5 | 1 | 1 | 0 | 0 | 2
560S1.0D | 560 Diam Silencer 1.0D | FM - DONKIN | 1 | 0 |  | 0 | 0 | 0.5 | 1 | 1 | 0 | 0 | 2
560S1.0DP | 560 Diam Silencer 1.0D Podded | FM - DONKIN | 1 | 0 |  | 0 | 0 | 0.5 | 1 | 1 | 0 | 0 | 2
560S1.5D | 560 Diam Silencer 1.5D | FM - DONKIN | 1 | 2 | Attenu-Tec | 2352 | 0 | 0.5 | 2 | 1 | 0 | 0 | 5
560S1.5DP | 560 Diam Silencer 1.5D Podded | FM - DONKIN | 34 | 104 | Attenu-Tec | 2617 | 112 | 0.8 | 3.5 | 3 | 0 | 0 | 10
560S2.0D | 560 Diam Silencer 2.0D | FM - DONKIN | 1 | 0 |  | 0 | 0 | 0.5 | 1 | 1 | 0 | 0 | 2
560S2.0DP | 560 Diam Silencer 2.0D Podded | FM - DONKIN | 30 | 32 | Attenu-Tec | 3435 | 40 | 1 | 1.5 | 2 | 0 | 0 | 5
560SC | Screen |  | 23 | 17 | Heinmor Wire Products CC | 386 | 2 | 0.5 | 1 | 1 | 0 | 0 | 2
560SM1.0D | 560 Diam Melinex Silencer 1.0D | FM - DONKIN | 1 | 0 |  | 0 | 0 | 0.5 | 1 | 1 | 0 | 0 | 2
560SM1.0DP | 560 Diam Melinex Silencer 1.0D Podded | FM - DONKIN | 1 | 1 | Attenu-Tec | 2138 | 1 | 0.5 | 1 | 1 | 0 | 0 | 2
560SM1.5D | 560 Diam Melinex Silencer 1.5D | FM - DONKIN | 1 | 0 |  | 0 | 0 | 0.5 | 1 | 1 | 0 | 0 | 2
560SM1.5DP | 560 Diam Melinex Silencer 1.5D Podded | FM - DONKIN | 28 | 16 | Attenu-Tec | 2486.15 | 16 | 0.5 | 1 | 1 | 0 | 0 | 2
560SM2.0D | 560 Diam Melinex Silencer 2.0D | FM - DONKIN | 1 | 0 |  | 0 | 0 | 0.5 | 1 | 1 | 0 | 0 | 2
560SM2.0DP | 560 Diam Melinex Silencer 2.0D Podded | FM - DONKIN | 1 | 4 | Attenu-Tec | 3435 | 0 | 1.8 | 4 | 7 | 0 | 0 | 15
560WC | Wall Cowl & Screen |  | 1 | 0 |  | 0 | 0 | 0.5 | 1 | 1 | 0 | 0 | 2
600 X 600 | Sand Trap Air Louver |  | 1 | 0 |  | 0 | 1 | 0.5 | 1 | 1 | 0 | 0 | 2
600/150 | 150NB T600 RINGS CUT IN ORDER TO MACHINE FLANGES |  | 1 | 6 | Malcolm Arnot CC ( Linkflex) | 407.5 | 0 | 0.5 | 6 | 3 | 0 | 0 | 15
600WC | Wall Cowl & Screen |  | 1 | 0 |  | 0 | 1 | 0.5 | 1 | 1 | 0 | 0 | 2
600WL | Weather Louvre |  | 1 | 0 |  | 0 | 3 | 0.5 | 3 | 2 | 0 | 0 | 8
6038M104 | AT18/18 AR 035 PHASE | FM - NICOTRA | 19 | 5 | Air Movement Supplies | 3665 | 3 | 0.6 | 1 | 1 | 0 | 0 | 3
610303 | DD 7-7 - 610303 - 62W 6P 230V-1Ph | FM - NICOTRA | 1 | 0 |  | 0 | 2 | 0.5 | 2 | 1 | 0 | 0 | 5
610318 | DD 12/9 - 610318 - 1100W 6P 400V - 3Ph | FM - NICOTRA | 5 | 0 |  | 0 | 2 | 0.5 | 1 | 1 | 0 | 0 | 2
610633 | DD 7/7 - 610633 - 147W 4P 230V-1Ph | FM - NICOTRA | 29 | 0 |  | 0 | 6 | 0.5 | 1 | 1 | 0 | 0 | 2
630 | 630mm Fan Guard |  | 1 | 0 |  | 0 | 0 | 0.5 | 1 | 1 | 0 | 0 | 2
630 IC | Inlet Cone c/w Screen |  | 1 | 0 |  | 0 | 0 | 0.5 | 1 | 1 | 0 | 0 | 2
630 Screen | Majax-2 Screen |  | 1 | 0 | Centrifab (Pty) Ltd | 0 | 0 | 1.6 | 1 | 2 | 0 | 0 | 4
630-1000AVMS | 630 to 1000 NDB GREEN Neoprene Floor Mounts | FM - DONKIN | 34 | 1344 | Seal 'N Devices (Pty) Ltd | 57.48 | 948 | 0.5 | 40 | 20 | 0 | 0 | 100
630.20.D.4 | Spare Impeller |  | 1 | 1 | Centrifab (Pty) Ltd | 2200 | 0 | 0.5 | 1 | 1 | 0 | 0 | 2
630/150/10 SI | Spare Impeller (0630mm 'B' 150A10AR 24mm 090Frame Deg 35 DEG - FM3180) |  | 1 | 1 | Luft Industries Natal (Pty) Ltd | 1766.25 | 0 | 0.9 | 1 | 1 | 0 | 0 | 3
630/150/5 SI | Spare Impeller |  | 14 | 6 | Luft Industries Natal (Pty) Ltd | 1382.5 | 2 | 0.9 | 1 | 1 | 0 | 0 | 3
630/150/6 SI | Spare Impeller |  | 1 | 0 |  | 0 | 0 | 0.5 | 1 | 1 | 0 | 0 | 2
630/250/7SI | Spare Impeller |  | 1 | 1 | Luft Industries Natal (Pty) Ltd | 1837.5 | 1 | 0.5 | 1 | 1 | 0 | 0 | 2
630/3/6 | UV 630/3/6 c/w 1.5 kW 6 Pole 380V |  | 1 | 4 | Air Speration | 10527.25 | 3 | 1.6 | 4 | 6 | 0 | 0 | 14
630CF | 630 Diam Counter Flange | FM - C/FLANGE | 56 | 236 | Attenu-Tec HVAC Parts | 0 | 279 | 0.6 | 5 | 3 | 0 | 0 | 13
630CFUG | 630 Diam Counter Flange Ungalvanised | FM - C/FLANGE | 1 | 32 | ULTIMATENG (PTY) LTD | 0 | 0 | 0.5 | 32 | 16 | 0 | 0 | 80
630FC | 630 Diam Flexible Connection | FM - DONKIN | 41 | 20 | Attenu-Tec HVAC Parts | 663.63 | 18 | 0.8 | 1 | 1 | 0 | 0 | 3
630HD | 630mm Horizontal Discharge Unit with flange and mesh |  | 1 | 1 | Attenu-Tec HVAC Parts | 1203 | 0 | 0.5 | 1 | 1 | 0 | 0 | 2
630HVJ-2S | 630 Diam Vertical Discharge Unit | FM - DONKIN | 19 | 16 | Attenu-Tec HVAC Parts | 1437 | 16 | 0.5 | 1 | 1 | 0 | 0 | 2
630HVJ-2SB | 630 Diam Vertical Discharge BASE | FM - DONKIN | 1 | 0 |  | 0 | 0 | 0.5 | 1 | 1 | 0 | 0 | 2
630MB | 630 Impeller - Balance and Machine |  | 1 | 0 | Phoenix Fans & Engineering | 0 | 0 | 0.5 | 1 | 1 | 0 | 0 | 2
630MBP05 | 1-0350-240 P05 - 630 Motor Bracket |  | 16 | 184 | Kart Shop TA Ultimate Laser Cutting | 39.82 | 0 | 0.5 | 11.5 | 6 | 0 | 0 | 29
630MF | 630 Diam Mounting Feet | FM - M/FEET | 56 | 317 | Air Speration | 0 | 488 | 0.7 | 9 | 6 | 0 | 0 | 24
630MFUG | 630 Diam Mounting Feet Ungalvanized | FM - M/FEET | 1 | 27 | ULTIMATENG (PTY) LTD | 0 | 0 | 0.5 | 27 | 14 | 0 | 0 | 68
630MV112P | Minevent 630 c/w 11kw 2P 400V |  | 1 | 0 |  | 0 | 0 | 0.5 | 1 | 1 | 0 | 0 | 2
630PLT400-3MM | 630 Casing Sheet - 1987 x 400 - 3mm | CASING | 1 | 8 | NJR STEEL - ALRODE (PTY) LTD | 461 | 0 | 0.5 | 8 | 4 | 0 | 4 | 20
630PLT500-3MM | 630 Casing Sheet - 1987 x 500 - 3mm | CASING | 1 | 0 |  | 628 | 0 | 0.5 | 1 | 1 | 0 | 0 | 2
630S1.0D | 630 Diam Silencer 1.0D | FM - DONKIN | 1 | 0 |  | 0 | 0 | 0.5 | 1 | 1 | 0 | 0 | 2
630S1.0DP | 630 Diam Silencer 1.0D Podded | FM - DONKIN | 1 | 0 |  | 0 | 0 | 0.5 | 1 | 1 | 0 | 0 | 2
630S1.5D | 630 Diam Silencer 1.5D | FM - DONKIN | 1 | 0 |  | 0 | 0 | 0.5 | 1 | 1 | 0 | 0 | 2
630S1.5DP | 630 Diam Silencer 1.5D Podded | FM - DONKIN | 34 | 90 | Attenu-Tec | 3010 | 98 | 0.8 | 3 | 2 | 0 | 0 | 8
630S2.0D | 630 Diam Silencer 2.0D | FM - DONKIN | 1 | 1 | Attenu-Tec | 3075 | 1 | 1.1 | 1 | 1 | 0 | 0 | 3
630S2.0DP | 630 Diam Silencer 2.0D Podded | FM - DONKIN | 21 | 23 | Attenu-Tec | 3896 | 34 | 1 | 2 | 2 | 0 | 0 | 6
630SC | Screen |  | 2 | 2 | Heinmor Wire Products CC | 455 | 0 | 0.5 | 1 | 1 | 0 | 0 | 2
630SM1.0D | 630 Diam Melinex Silencer 1.0D | FM - DONKIN | 1 | 0 |  | 0 | 0 | 0.5 | 1 | 1 | 0 | 0 | 2
630SM1.0DP | 630 Diam Melinex Silencer 1.0D Podded | FM - DONKIN | 1 | 2 | Attenu-Tec | 2400 | 2 | 0.5 | 2 | 1 | 0 | 0 | 5
630SM1.5D | 630 Diam Melinex Silencer 1.5D | FM - DONKIN | 1 | 2 | Attenu-Tec | 2175 | 0 | 0.5 | 2 | 1 | 0 | 0 | 5
630SM1.5DP | 630 Diam Melinex Silencer 1.5D Podded | FM - DONKIN | 32 | 36 | Attenu-Tec | 2916.38 | 33 | 0.7 | 1.5 | 1 | 0 | 0 | 4
630SM2.0D | 630 Diam Melinex Silencer 2.0D | FM - DONKIN | 1 | 0 |  | 0 | 0 | 0.5 | 1 | 1 | 0 | 0 | 2
630SM2.0DP | 630 Diam Melinex Silencer 2.0D Podded | FM - DONKIN | 1 | 4 | Attenu-Tec | 3693 | 0 | 1.5 | 4 | 6 | 0 | 0 | 14
630WC | Wall Cowl & Screen |  | 1 | 1 | Attenu-Tec HVAC Parts | 1110 | 0 | 1.6 | 1 | 2 | 0 | 0 | 4
650503207000 | BEARING 3207 2RS |  | 1 | 0 |  | 0 | 0 | 0.5 | 1 | 1 | 0 | 0 | 2
6A102FFZZ0000000 | AT 25/25 TIC 40 | Nicotra | 1 | 0 |  | 0 | 0 | 0.5 | 1 | 1 | 0 | 0 | 2
6DA003KZZ0000000 | DDMP 8/7 T M6A0 DA5 | Nicotra | 1 | 0 |  | 5922.23 | 0 | 0.5 | 1 | 1 | 0 | 0 | 2
6DA005KZZ000000 | DDMP 8/9 T M6A1 DA5 |  | 1 | 0 |  | 0 | 0 | 0.5 | 1 | 1 | 0 | 0 | 2
6DB0046ZZ0000000 | DDMP 10/8 M6A4 DA8 |  | 1 | 0 |  | 0 | 0 | 0.5 | 1 | 1 | 0 | 0 | 2
6E21001 | RDHEO/0180 | FM - NICOTRA | 1 | 0 |  | 0 | 0 | 0.5 | 1 | 1 | 0 | 0 | 2
6H2108DZZ0000000 | RDH 710 K2 | Nicotra | 1 | 0 | Regal Beloit Italy S.p.A - Nicotra . | 0 | 0 | 1 | 1 | 1 | 0 | 0 | 3
6M020K | DDM 9/7 6M020K - 300W 4P 400V-3Ph | FM - NICOTRA | 1 | 0 |  | 0 | 1 | 0.5 | 1 | 1 | 0 | 0 | 2
6M020M | DDM 9/7 - 6M020M - 550W 4P 230V-1Ph | FM - NICOTRA | 21 | 0 |  | 0 | 5 | 0.5 | 1 | 1 | 0 | 0 | 2
6M02149B | DDM 10/10 3F 6P 550W |  | 1 | 3 | Regal Beloit Italy S.p.A - Nicotra . | 5313.2 | 3 | 0.9 | 3 | 3 | 0 | 0 | 9
6M0247 | DDM 9/7 - 6M0247 - 200W 6P 230V-1Ph | FM - NICOTRA | 1 | 0 |  | 0 | 0 | 0.5 | 1 | 1 | 0 | 0 | 2
6M0299 | DDM 7/7 - 6M0299 - 300W 4P 230V-1Ph | FM - NICOTRA | 30 | 0 |  | 0 | 8 | 0.5 | 1 | 1 | 0 | 0 | 2
6M02H0 | DDM 10/10 - 6M02H0 - 600W 4P 220V-1Ph | FM - NICOTRA | 33 | 0 |  | 0 | 2 | 0.5 | 1 | 1 | 0 | 0 | 2
6M02H4 | DDM 10/8 - 6M02H4 - 550W 4P 230V-1Ph | FM - NICOTRA | 2 | 0 |  | 0 | 2 | 0.5 | 1 | 1 | 0 | 0 | 2
6M02H5 | DDM 10/8 - 6M02H5 - 600W 4P 380V | FM - NICOTRA | 1 | 0 |  | 0 | 1 | 0.5 | 1 | 1 | 0 | 0 | 2
6M02P4 | DDM 10/10 - 6M02P4 - 550W 4P 230V-1Ph | FM - NICOTRA | 26 | 0 |  | 0 | 20 | 0.5 | 1 | 1 | 0 | 0 | 2
6M02R7 | DDM 10/10 - 6M02R7 - 500W 6P 230V-1Ph | FM - NICOTRA | 30 | 0 |  | 0 | 1 | 0.5 | 1 | 1 | 0 | 0 | 2
6M02R9 | DDM 9/9 - 6M02R9 - 550W 4P 220V-1Ph | FM - NICOTRA | 26 | 6 | Regal Beloit Italy S.p.A - Nicotra . | 2986.83 | 7 | 0.5 | 1 | 1 | 0 | 0 | 2
6M0312 | DD 10/8 - 6M0312 - 245W 6P 220V - 1Ph | FM - NICOTRA | 1 | 0 |  | 0 | 0 | 0.5 | 1 | 1 | 0 | 0 | 2
6M04A4/01 | DDMP 10/10 230V |  | 1 | 0 |  | 0 | 0 | 0.5 | 1 | 1 | 0 | 0 | 2
6M04A5 | DDMP8/7 |  | 1 | 0 |  | 0 | 0 | 0.5 | 1 | 1 | 0 | 0 | 2
6M0607 | DD 12/9 - 6M0607 - 590W 6P 400V - 3Ph | FM - NICOTRA | 1 | 0 |  | 0 | 0 | 0.5 | 1 | 1 | 0 | 0 | 2
6M061U | DD 10/10 - 6M061U - 550W 6P 220V - 1Ph | FM - NICOTRA | 1 | 0 |  | 0 | 0 | 0.5 | 1 | 1 | 0 | 0 | 2
6M0629 | DD 9/7 - 6M0629 - 373W 4P 220V - 13Ph | FM - NICOTRA | 32 | 0 |  | 0 | 3 | 0.5 | 1 | 1 | 0 | 0 | 2
6M0631 | DD 10/8 - 6M0631 - 373W 4P 220V - 1Ph | FM - NICOTRA | 10 | 0 |  | 0 | 2 | 0.5 | 1 | 1 | 0 | 0 | 2
6M066N | DD 9/9 - 6M066N - 550W 4P 220V - 1Ph | FM - NICOTRA | 15 | 0 |  | 0 | 9 | 0.5 | 1 | 1 | 0 | 0 | 2
6M0679 | DD 10/10 - 6M0679 - 500W - 6P 220V - 1Ph | FM - NICOTRA | 1 | 0 |  | 0 | 0 | 0.5 | 1 | 1 | 0 | 0 | 2
6M0690 | DD 9/7 - 6M0690 - 245W 6P 220V - 13Ph | FM - NICOTRA | 1 | 0 |  | 0 | 0 | 0.5 | 1 | 1 | 0 | 0 | 2
6M0697 | DD 9/9 - 6M0697 - 300W 4P 220V - 1Ph | FM - NICOTRA | 35 | 0 |  | 0 | 14 | 0.5 | 1 | 1 | 0 | 0 | 2
6M0698 | DD 9/9 - 6M0698 - 248W 6P 220V - 1Ph | FM - NICOTRA | 1 | 0 |  | 0 | 0 | 0.5 | 1 | 1 | 0 | 0 | 2
6M06WA | DD9/9 4PIP - 370W | FM - NICOTRA | 1 | 0 |  | 0 | 0 | 0.5 | 1 | 1 | 0 | 0 | 2
6N02R9 | DDM 9/9 - 6N02R9 - 550W 4P 220V-1Ph |  | 1 | 0 |  | 0 | 4 | 0.5 | 4 | 2 | 0 | 0 | 10
6N02XF | DDM 10/10 E6G2503 1F 4P 1V |  | 1 | 10 | Regal Beloit Italy S.p.A - Nicotra . | 3763.11 | 0 | 0.9 | 10 | 9 | 0 | 0 | 29
6N0320 | DD 12/12 - 6N0320 - 1100W 6P 400V 3Ph | FM - NICOTRA | 7 | 0 |  | 0 | 14 | 0.5 | 2 | 1 | 0 | 0 | 5
6X4 HOT RUBBER CBK | 6X4 HOT RUBBER CBK |  | 1 | 10 | ABNER ELECTRICAL WHOLESALERS (PTY) LTD | 92.5 | 0 | 0.5 | 10 | 5 | 0 | 0 | 25
6mmEW | End Washer - 43mm OD and 6mm ID - Plated |  | 1 | 16 | Mafilisti Trading and Projects (Pty) Ltd | 14 | 0 | 0.5 | 16 | 8 | 0 | 0 | 40
7.523PM | 7.5kW 2P 380V Pad Mount Motor | FM - MOTOR | 1 | 5 | ACTOM | 2722.8 | 0 | 0.9 | 5 | 4 | 0 | 0 | 14
7.52FM | 7.5KW 2P 400V FOOT |  | 1 | 1 | ACTOM | 5648 | 0 | 1.7 | 1 | 2 | 0 | 0 | 4
7.543FM | 7.5kW 4P 400V B3 Alum QL3 Foot Mount |  | 7 | 6 | ACTOM | 5973 | 0 | 1.4 | 1 | 1 | 0 | 0 | 3
7.543PM | 7.5kW 4P 380V Pad Mount Motor | FM - MOTOR | 17 | 12 | ACTOM | 5434.17 | 0 | 0.6 | 1 | 1 | 0 | 0 | 3
7.5kW | 4Pole 380V IE1 B3 Cast Iron Foot Mount |  | 10 | 1 | ACTOM | 6176 | 1 | 0.7 | 1 | 1 | 0 | 0 | 3
7000034 | CDC 100 - 7000034 - CDC 100C | FM - OSTBERG | 18 | 0 |  | 0 | 10 | 0.5 | 1 | 1 | 0 | 0 | 2
7000037 | CDC 125 - 7000037 - CDC 125C | FM - OSTBERG | 16 | 0 |  | 0 | 17 | 0.5 | 1.5 | 1 | 0 | 0 | 4
7000043 | CDC 150 - 7000043 - CDC 150C | FM - OSTBERG | 9 | 0 |  | 0 | 20 | 0.5 | 2.5 | 1 | 0 | 0 | 6
7000048 | CDC 160 - 7000048 - CDC160B | FM - OSTBERG | 25 | 0 |  | 0 | 24 | 0.5 | 1 | 1 | 0 | 0 | 2
7000053 | CDC 200/0.8 - 7000053 - CDC200A | FM - OSTBERG | 3 | 0 |  | 0 | 14 | 0.5 | 5 | 2 | 0 | 0 | 12
7000057 | CDC 200/0.8 - 7000057 - CDC200B | FM - OSTBERG | 3 | 0 |  | 0 | 5 | 0.5 | 2 | 1 | 0 | 0 | 5
7000059 | CDC 250 - 7000059 - CDC250C | FM - OSTBERG | 1 | 0 |  | 0 | 0 | 0.5 | 1 | 1 | 0 | 0 | 2
7000067 | CDC315 - 7000067 - CDC315B | FM - OSTBERG | 1 | 3 | Luft Industries Natal (Pty) Ltd | 2024.25 | 1 | 0.5 | 3 | 2 | 0 | 0 | 8
7000072 | CDC315 - 7000072 - CDC315C | FM - OSTBERG | 4 | 0 |  | 0 | 6 | 0.5 | 1.5 | 1 | 0 | 0 | 4
7000073 | LT6 - 6Amps | FM - OSTBERG | 31 | 0 |  | 0 | 20 | 0.5 | 1 | 1 | 0 | 0 | 2
7000074 | LT10 - 10 Amps | FM - OSTBERG | 1 | 0 |  | 0 | 1 | 0.5 | 1 | 1 | 0 | 0 | 2
71 FR 13.8 | 71 Motor frame - 13.8 mm OD spacer |  | 3 | 51 | Hulmak Engineering cc | 30 | 0 | 0.5 | 17 | 8 | 0 | 0 | 42
710 B | Blades |  | 1 | 80 | Centrifab (Pty) Ltd | 310 | 80 | 0.5 | 80 | 40 | 0 | 0 | 200
710 LS | Weather Louvre |  | 1 | 0 |  | 0 | 0 | 0.5 | 1 | 1 | 0 | 0 | 2
710 SI | Spare Impeller |  | 1 | 2 | Luft Industries Natal (Pty) Ltd | 2681.25 | 0 | 0.7 | 2 | 1 | 0 | 0 | 5
710/150/10 SI | Spare Impeller (710mm 'B' 150A10AR 28mm 100Frame 37 DEG - FM3173 |  | 1 | 5 | Luft Industries Natal (Pty) Ltd | 1522.65 | 0 | 0.8 | 5 | 4 | 0 | 0 | 14
710CF | 710 Diam Counter Flange | FM - C/FLANGE | 56 | 169 | Attenu-Tec HVAC Parts | 50.18 | 136 | 0.9 | 3.5 | 3 | 0 | 0 | 10
710CFUG | 710 Diam Counter Flange Ungalvanised | FM - C/FLANGE | 1 | 18 | ULTIMATENG (PTY) LTD | 0 | 0 | 0.5 | 18 | 9 | 0 | 0 | 45
710FC | 710 Diam Flexible Connection | FM - DONKIN | 24 | 10 | Attenu-Tec HVAC Parts | 860 | 10 | 1.7 | 1 | 2 | 0 | 0 | 4
710HVJ-2S | 710 Diam Vertical Discharge Unit | FM - DONKIN | 6 | 3 | Attenu-Tec HVAC Parts | 1592 | 4 | 1.1 | 1 | 1 | 0 | 0 | 3
710HVJ-2SB | 710 Diam Vertical Discharge BASE | FM - DONKIN | 1 | 0 |  | 0 | 0 | 0.5 | 1 | 1 | 0 | 0 | 2
710IC | Majax Inlet Cone c/w Screen |  | 1 | 0 |  | 0 | 0 | 0.5 | 1 | 1 | 0 | 0 | 2
710MBP06 | 1-0350-240 P06 - 710 Motor Bracket |  | 21 | 132 | Intervent-Universal (Pty) Ltd | 47.37 | 1 | 0.5 | 6.5 | 3 | 0 | 0 | 16
710MF | 710 Diam Mounting Feet | FM - M/FEET | 56 | 223 | Attenu-Tec HVAC Parts | 0 | 279 | 0.9 | 5 | 4 | 0 | 0 | 14
710MFUG | 710 Diam Mounting Feet Ungalvanised | FM - M/FEET | 1 | 27 | ULTIMATENG (PTY) LTD | 0 | 0 | 0.5 | 27 | 14 | 0 | 0 | 68
710PLT400-3MM | 710 Casing Sheet - 2238 x 400 - 3mm | CASING | 1 | 7 | NJR STEEL - ALRODE (PTY) LTD | 530 | 0 | 0.5 | 7 | 4 | 0 | 0 | 18
710PLT500-3MM | 710 Casing Sheet - 2238 x 500 - 3mm | CASING | 1 | 0 |  | 703 | 0 | 0.5 | 1 | 1 | 0 | 0 | 2
710S1.0D | 710 Diam Silencer 1.0D | FM - DONKIN | 1 | 0 |  | 0 | 0 | 0.5 | 1 | 1 | 0 | 0 | 2
710S1.0DP | 710 Diam Silencer 1.0D Podded | FM - DONKIN | 1 | 0 |  | 0 | 0 | 0.5 | 1 | 1 | 0 | 0 | 2
710S1.5D | 710 Diam Silencer 1.5D | FM - DONKIN | 1 | 0 |  | 0 | 0 | 0.5 | 1 | 1 | 0 | 0 | 2
710S1.5DP | 710 Diam Silencer 1.5D Podded | FM - DONKIN | 30 | 45 | Attenu-Tec | 3685 | 56 | 0.7 | 2 | 1 | 0 | 0 | 5
710S2.0D | 710 Diam Silencer 2.0D | FM - DONKIN | 1 | 0 |  | 0 | 0 | 0.5 | 1 | 1 | 0 | 0 | 2
710S2.0DP | 710 Diam Silencer 2.0D Podded | FM - DONKIN | 29 | 22 | Attenu-Tec | 4720 | 28 | 0.9 | 1 | 1 | 0 | 0 | 3
710SC | Side Screen |  | 9 | 13 | Heinmor Wire Products CC | 546.5 | 1 | 0.5 | 1.5 | 1 | 0 | 0 | 4
710SM1.0D | 710 Diam Melinex Silencer 1.0D | FM - DONKIN | 1 | 0 |  | 0 | 0 | 0.5 | 1 | 1 | 0 | 0 | 2
710SM1.0DP | 710 Diam Melinex Silencer 1.0D Podded | FM - DONKIN | 1 | 0 |  | 0 | 0 | 0.5 | 1 | 1 | 0 | 0 | 2
710SM1.5D | 710 Diam Melinex Silencer 1.5D | FM - DONKIN | 11 | 2 | Attenu-Tec | 3331 | 7 | 0.5 | 1 | 1 | 0 | 0 | 2
710SM1.5DP | 710 Diam Melinex Silencer 1.5D Podded | FM - DONKIN | 31 | 34 | Attenu-Tec | 3485.72 | 19 | 0.7 | 1.5 | 1 | 0 | 0 | 4
710SM2.0D | 710 Diam Melinex Silencer 2.0D | FM - DONKIN | 1 | 0 |  | 0 | 0 | 0.5 | 1 | 1 | 0 | 0 | 2
710SM2.0DP | 710 Diam Melinex Silencer 2.0D Podded | FM - DONKIN | 1 | 0 |  | 0 | 0 | 0.5 | 1 | 1 | 0 | 0 | 2
710WC | Wall Cowl & Screen |  | 1 | 6 | Attenu-Tec HVAC Parts | 1110 | 0 | 1.9 | 6 | 11 | 0 | 0 | 23
71848 | PRA REDUCER STD BRASS 40M - 25F |  | 1 | 4 | Pratley (Pty) Ltd | 112.71 | 0 | 0.5 | 4 | 2 | 0 | 0 | 10
73-18 | YCI607A HELLEMON T : RED HANDLE WIRE STRIPPER |  | 1 | 1 | Atlantic Lighting & Electrical distributors | 238.5 | 0 | 0.5 | 1 | 1 | 0 | 0 | 2
73-191 | HYAC5 CRIMP TOOL B : BOOTLACE CRIMPER |  | 1 | 1 | Atlantic Lighting & Electrical distributors | 973.32 | 0 | 0.5 | 1 | 1 | 0 | 0 | 2
734SSC | 734 Special Screen - Hot Dip Galvinised |  | 1 | 1 | Heinmor Wire Products CC | 541 | 0 | 0.5 | 1 | 1 | 0 | 0 | 2
762-37 | 762mm 37kw 2P 525V Flameproof Auxiliary Fan |  | 1 | 0 | Oniet Enterprise (Pty) Ltd | 0 | 0 | 0.5 | 1 | 1 | 0 | 0 | 2
762-45 | 762mm 45KW 2P 525V Flameproof Auxiliary Fan |  | 1 | 0 | Oniet Enterprise (Pty) Ltd | 0 | 0 | 0.5 | 1 | 1 | 0 | 0 | 2
762Assembly | 762 Assembly, and Miscellaneous |  | 1 | 0 |  | 0 | 2 | 0.5 | 2 | 1 | 0 | 0 | 5
762Flame | 762 Flameproof Track |  | 1 | 0 |  | 0 | 2 | 0.5 | 2 | 1 | 0 | 0 | 5
762Grille | 762 Grille |  | 1 | 0 |  | 0 | 4 | 0.5 | 4 | 2 | 0 | 0 | 10
762IMP | 762 Impeller |  | 1 | 0 |  | 0 | 2 | 0.5 | 2 | 1 | 0 | 0 | 5
762Silenced- Motor | 762 Silenced Motor Barrel |  | 1 | 0 |  | 0 | 2 | 0.5 | 2 | 1 | 0 | 0 | 5
762Silenced-Stator | 762 Silenced Stator Barrel c/w Stator |  | 1 | 0 |  | 0 | 2 | 0.5 | 2 | 1 | 0 | 0 | 5
77521 | AT 7/7 SC - Single Unit | FM - NICOTRA | 23 | 4 | Regal Beloit Italy S.p.A - Nicotra . | 1276.17 | 1 | 0.5 | 1 | 1 | 0 | 0 | 2
7mmEW | End Washer - 43mm OD and 7mm ID - Plated |  | 1 | 14 | Mafilisti Trading and Projects (Pty) Ltd | 14 | 0 | 0.5 | 14 | 7 | 0 | 0 | 35
8-188 | CABTYRE - 4MM X 4C CABTYRE CUT PE |  | 1 | 10 | Alpha Electrical | 80 | 0 | 0.5 | 10 | 5 | 0 | 0 | 25
80 FR 18.8 | 80 Motor Frame - 18.8 mm OD Spacer |  | 3 | 41 | Hulmak Engineering cc | 30 | 0 | 0.5 | 14 | 7 | 0 | 0 | 35
800/150/10 SI | Spare Impeller (800mm 'B' 150A10AR 28mm 100Frame 27 DEG - FM3176) |  | 1 | 1 | Luft Industries Natal (Pty) Ltd | 1901.25 | 0 | 0.9 | 1 | 1 | 0 | 0 | 3
8005LSW03000300 | Grille LS 0300x0300 White for fans 200-250-300 |  | 1 | 2 | Luft Industries Natal (Pty) Ltd | 607.14 | 0 | 0.9 | 2 | 2 | 0 | 0 | 6
800CF | 800 Diam Counter Flange | FM - C/FLANGE | 54 | 187 | Attenu-Tec HVAC Parts | 212.23 | 121 | 0.7 | 3.5 | 2 | 0 | 0 | 9
800CFUG | 800 Diam Counter Flange Ungalvanised | FM - C/FLANGE | 1 | 32 | ULTIMATENG (PTY) LTD | 0 | 0 | 0.5 | 32 | 16 | 0 | 0 | 80
800FC | 800 Diam Flexible Connection | FM - DONKIN | 1 | 0 |  | 0 | 5 | 0.5 | 5 | 2 | 0 | 0 | 12
800HVJ-2S | 800 Diam Vertical Discharge Unit | FM - DONKIN | 3 | 3 | Attenu-Tec HVAC Parts | 1699 | 1 | 1 | 1 | 1 | 0 | 0 | 3
800HVJ-2SB | 800 Diam Vertical Discharge BASE | FM - DONKIN | 1 | 0 |  | 0 | 0 | 0.5 | 1 | 1 | 0 | 0 | 2
800IC | Inlet Cone |  | 1 | 4 | Attenu-Tec HVAC Parts | 1014 | 4 | 0.5 | 4 | 2 | 0 | 0 | 10
800IMP | Spare Impeller |  | 18 | 0 | Phoenix Fans & Engineering | 0 | 4 | 0.7 | 1 | 1 | 0 | 0 | 3
800MBP07 | 1-0350-240 P07 - 800 Motor Bracket |  | 19 | 111 | Kart Shop TA Ultimate Laser Cutting | 28.72 | 0 | 0.5 | 6 | 3 | 0 | 0 | 15
800MF | 800 Diam Mounting Feet | FM - M/FEET | 54 | 140 | Air Speration | 191.49 | 208 | 0.6 | 4 | 2 | 0 | 0 | 10
800MFUG | 800 Diam Mounting Feet Ungalvanized | FM - M/FEET | 1 | 22 | ULTIMATENG (PTY) LTD | 0 | 0 | 0.5 | 22 | 11 | 0 | 0 | 55
800PLT400-2MM | 800 Casing Sheet - 2528 x 400 - 2mm | CASING | 1 | 6 | NJR STEEL - ALRODE (PTY) LTD | 331 | 0 | 0.5 | 6 | 3 | 0 | 0 | 15
800PLT400-3MM | 800 Casing Sheet - 2528 x 400 - 3mm | CASING | 1 | 7 | NJR STEEL - ALRODE (PTY) LTD | 597 | 0 | 0.5 | 7 | 4 | 0 | 0 | 18
800PLT400-3MM. | 800 Casing Sheet - 2528 x 400 - 3mm | CASING | 1 | 10 | ULTIMATENG (PTY) LTD | 400 | 0 | 0.5 | 10 | 5 | 0 | 0 | 25
800PLT500-3MM | 800 Casing Sheet - 2528 x 500 - 3mm | CASING | 1 | 6 | NJR STEEL - ALRODE (PTY) LTD | 767.67 | 0 | 0.5 | 6 | 3 | 0 | 0 | 15
800S | 800mm dia Fan Guard - Hot Dip Galvanised |  | 4 | 12 | Heinmor Wire Products CC | 686.4 | 2 | 0.5 | 3 | 2 | 0 | 0 | 8
800S1.0D | 800 Diam Silencer 1.0D | FM - DONKIN | 1 | 0 |  | 0 | 0 | 0.5 | 1 | 1 | 0 | 0 | 2
800S1.0DP | 800 Diam Silencer 1.0D Podded | FM - DONKIN | 1 | 16 | Attenu-Tec | 3395 | 0 | 1.8 | 16 | 29 | 0 | 0 | 61
800S1.5D | 800 Diam Silencer 1.5D | FM - DONKIN | 1 | 0 |  | 0 | 1 | 0.5 | 1 | 1 | 0 | 0 | 2
800S1.5DP | 800 Diam Silencer 1.5D Podded | FM - DONKIN | 28 | 33 | Attenu-Tec | 4423 | 37 | 0.7 | 1.5 | 1 | 0 | 1 | 4
800S2.0D | 800 Diam Silencer 2.0D | FM - DONKIN | 1 | 0 |  | 0 | 0 | 0.5 | 1 | 1 | 0 | 0 | 2
800S2.0DP | 800 Diam Silencer 2.0D Podded | FM - DONKIN | 19 | 14 | Attenu-Tec | 5738 | 14 | 0.9 | 1 | 1 | 0 | 0 | 3
800SAP | 800mm Diam podded silencer 1400 Long |  | 1 | 0 |  | 0 | 0 | 0.5 | 1 | 1 | 0 | 0 | 2
800SC | Screen |  | 1 | 6 | Systemair (Pty) Ltd | 1092.5 | 6 | 0.5 | 6 | 3 | 0 | 0 | 15
800SM1.0D | 800 Diam Melinex Silencer 1.0D | FM - DONKIN | 1 | 0 |  | 0 | 0 | 0.5 | 1 | 1 | 0 | 0 | 2
800SM1.0DP | 800 Diam Melinex Silencer 1.0D Podded | FM - DONKIN | 1 | 0 |  | 0 | 16 | 0.5 | 16 | 8 | 0 | 0 | 40
800SM1.5D | 800 Diam Melinex Silencer 1.5D | FM - DONKIN | 1 | 1 | Attenu-Tec | 3582 | 0 | 0.5 | 1 | 1 | 0 | 0 | 2
800SM1.5DP | 800 Diam Melinex Silencer 1.5D Podded | FM - DONKIN | 13 | 11 | Attenu-Tec | 4192 | 9 | 1.5 | 1 | 2 | 0 | 0 | 4
800SM2.0D | 800 Diam Melinex Silencer 2.0D | FM - DONKIN | 1 | 0 |  | 0 | 0 | 0.5 | 1 | 1 | 0 | 0 | 2
800SM2.0DP | 800 Diam Melinex Silencer 2.0D Podded | FM - DONKIN | 1 | 0 |  | 0 | 0 | 0.5 | 1 | 1 | 0 | 0 | 2
800WC | 800 Wall Cowl Galvanized |  | 1 | 2 | Attenu-Tec HVAC Parts | 1598 | 2 | 0.5 | 2 | 1 | 0 | 0 | 5
800mm Dia | Casing, Impeller and Brackets |  | 1 | 0 | Centrifab (Pty) Ltd | 0 | 0 | 1.5 | 1 | 2 | 0 | 0 | 4
8220000263 | 8UFAFCAP - Capacitor |  | 1 | 12 | Ebmpapst | 50.22 | 0 | 0.5 | 12 | 6 | 0 | 0 | 30
830SAP | 830mm Diam podded silencer 1400 Long |  | 1 | 0 |  | 0 | 0 | 0.5 | 1 | 1 | 0 | 0 | 2
85X3SPA | PULLEY FRICTION BELT V-WEDGE 3 GROOVE SPA 1210 TAPER 85MM FENNER |  | 1 | 2 | Bearing Man Group | 174.26 | 0 | 0.5 | 2 | 1 | 0 | 0 | 5
9.223PM | 9.2kW 2P 380V Pad Mount Motor |  | 1 | 0 |  | 0 | 0 | 0.5 | 1 | 1 | 0 | 0 | 2
9.243PM | 9.2kW 4P 380V Pad Mount Motor |  | 1 | 1 | ACTOM | 7076 | 0 | 1.9 | 1 | 2 | 0 | 0 | 4
90 FR 23.8 | 90 Motor Frame - 23.8 mm OD Spacer |  | 1 | 25 | Hulmak Engineering cc | 30 | 0 | 0.5 | 25 | 12 | 0 | 0 | 62
9000004 | CFD ANALYSIS |  | 1 | 0 |  | 0 | 0 | 0.5 | 1 | 1 | 0 | 0 | 2
9000007 | EXTENDED WARRANTY |  | 1 | 1 | SODECA | 1482.96 | 0 | 2.2 | 1 | 2 | 0 | 0 | 4
900CF | 900 Diam Counter Flange | FM - C/FLANGE | 31 | 48 | Attenu-Tec HVAC Parts | 403 | 48 | 0.7 | 2 | 1 | 0 | 0 | 5
900CFUG | 900 Diam Counter Flange Ungalvanised | FM - C/FLANGE | 1 | 9 | ULTIMATENG (PTY) LTD | 0 | 0 | 0.5 | 9 | 4 | 0 | 0 | 22
900FB | Filter Box c/w Weather Louvre (Fresh Air) |  | 1 | 0 |  | 0 | 0 | 0.5 | 1 | 1 | 0 | 0 | 2
900FC | 900 Diam Flexible Connection | FM - DONKIN | 1 | 0 |  | 0 | 0 | 0.5 | 1 | 1 | 0 | 0 | 2
900HVJ-2S | 900 Diam Vertical Discharge Unit | FM - DONKIN | 3 | 10 | Air Speration | 4053.73 | 10 | 0.5 | 3.5 | 2 | 0 | 0 | 9
900HVJ-2SB | 900 Diam Vertical Discharge BASE | FM - DONKIN | 1 | 0 |  | 0 | 0 | 0.5 | 1 | 1 | 0 | 0 | 2
900Impeller | Majax-2 900.32.E.8 Spare Impeller |  | 2 | 2 | Air Speration | 2911.14 | 1 | 0.5 | 1 | 1 | 0 | 0 | 2
900MBP08 | 1-0350-240 P08 - 900 Motor Bracket |  | 19 | 36 | Kart Shop TA Ultimate Laser Cutting | 43.84 | 0 | 0.5 | 2 | 1 | 0 | 0 | 5
900MF | 900 Diam Mounting Feet | FM - M/FEET | 29 | 79 | Attenu-Tec HVAC Parts | 23.19 | 83 | 0.8 | 3 | 2 | 0 | 0 | 8
900MFUG | 900 Diam Mounting Feet Ungalvanized | FM - M/FEET | 1 | 15 | ULTIMATENG (PTY) LTD | 0 | 0 | 0.5 | 15 | 8 | 0 | 0 | 38
900PLT500-3MM | 900 Casing Sheet - 2839 x 500 - 3mm | CASING | 1 | 5 | NJR STEEL - ALRODE (PTY) LTD | 897 | 0 | 0.5 | 5 | 2 | 0 | 0 | 12
900S1.0D | 900 Diam Silencer 1.0D | FM - DONKIN | 1 | 0 |  | 0 | 0 | 0.5 | 1 | 1 | 0 | 0 | 2
900S1.0DP | 900 Diam Silencer 1.0D Podded | FM - DONKIN | 1 | 0 |  | 0 | 0 | 0.5 | 1 | 1 | 0 | 0 | 2
900S1.5D | 900 Diam Silencer 1.5D | FM - DONKIN | 1 | 4 | Attenu-Tec | 4272 | 4 | 0.5 | 4 | 2 | 0 | 0 | 10
900S1.5DP | 900 Diam Silencer 1.5D Podded | FM - DONKIN | 1 | 0 |  | 0 | 2 | 0.5 | 2 | 1 | 0 | 0 | 5
900S2.0D | 900 Diam Silencer 2.0D | FM - DONKIN | 3 | 3 | Attenu-Tec | 5661.5 | 1 | 1.4 | 1 | 1 | 0 | 0 | 3
900S2.0DP | 900 Diam Silencer 2.0D Podded | FM - DONKIN | 9 | 6 | Attenu-Tec | 6224 | 9 | 1.4 | 1 | 1 | 0 | 0 | 3
900SC | Screen |  | 1 | 1 | Centrifab (Pty) Ltd | 1002.78 | 0 | 1.4 | 1 | 1 | 0 | 0 | 3
900SM1.0D | 900 Diam Melinex Silencer 1.0D | FM - DONKIN | 1 | 0 |  | 0 | 0 | 0.5 | 1 | 1 | 0 | 0 | 2
900SM1.0DP | 900 Diam Melinex Silencer 1.0D Podded | FM - DONKIN | 1 | 0 |  | 0 | 0 | 0.5 | 1 | 1 | 0 | 0 | 2
900SM1.5D | 900 Diam Melinex Silencer 1.5D | FM - DONKIN | 1 | 0 |  | 0 | 0 | 0.5 | 1 | 1 | 0 | 0 | 2
900SM1.5DP | 900 Diam Melinex Silencer 1.5D Podded | FM - DONKIN | 1 | 2 | Attenu-Tec | 4804 | 0 | 0.5 | 2 | 1 | 0 | 0 | 5
900SM2.0D | 900 Diam Melinex Silencer 2.0D | FM - DONKIN | 1 | 0 |  | 0 | 0 | 0.5 | 1 | 1 | 0 | 0 | 2
900SM2.0DP | 900 Diam Melinex Silencer 2.0D Podded | FM - DONKIN | 19 | 2 | Attenu-Tec | 6224 | 7 | 0.5 | 1 | 1 | 0 | 0 | 2
90X2SPZ | Pulley Friction Belt V-wedge 2 Groo |  | 1 | 4 | Bearing Man Group | 134.3 | 0 | 0.5 | 4 | 2 | 0 | 0 | 10
90X3SPA | PULLEY FRICTION BELT V-WEDGE 3 GROOVE SPA 1610 TAPER 90MM FENNER |  | 1 | 2 | Bearing Man Group | 186.29 | 0 | 0.5 | 2 | 1 | 0 | 0 | 5
950x600x1200 | 950 x 600 x 1200mm Silencer |  | 1 | 0 |  | 0 | 1 | 0.5 | 1 | 1 | 0 | 0 | 2
95X3SPA | PULLEY FRICTION BELT V-WEDGE 3 GROOVE SPA 1610 TAPER 95MM FENNER |  | 1 | 1 | Bearing Man Group | 223.66 | 0 | 0.5 | 1 | 1 | 0 | 0 | 2
97-32 | PG-16 GLANDS : PG16 POLYMER CABLE GLAND GREY |  | 4 | 300 | Atlantic Lighting & Electrical distributors | 5.42 | 0 | 0.5 | 75 | 38 | 0 | 0 | 188
97521 | AT 9/7 SC - Single Unit | FM - NICOTRA | 1 | 0 |  | 0 | 0 | 0.5 | 1 | 1 | 0 | 0 | 2
99050-EMB-20-R40 | EMBROIDERY R40 R40 |  | 1 | 14 | Workwear Depot (Pty)Ltd | 34.78 | 0 | 0.5 | 14 | 7 | 0 | 0 | 35
99050-EMB-22-R50 | EMBROIDERY R50 R50 | FM - UNIFORM | 1 | 8 | Workwear Depot (Pty)Ltd | 42.93 | 0 | 0.5 | 8 | 4 | 0 | 0 | 20
99521 | AT 9/9 SC - Single Unit | FM - NICOTRA | 1 | 0 |  | 0 | 0 | 0.5 | 1 | 1 | 0 | 0 | 2
A) | LDP/400/6/15/B/19mm - 0.75kW 2P |  | 1 | 3 | CFW Fans (Pty) Ltd | 1308 | 0 | 0.8 | 3 | 2 | 0 | 0 | 8
A/01 | Volume Control Damper & Quad 100mm |  | 1 | 0 |  | 0 | 24 | 0.5 | 24 | 12 | 0 | 0 | 60
A/02 | Fire Damper c/w Link & Quad 100mm |  | 1 | 0 |  | 0 | 23 | 0.5 | 23 | 12 | 0 | 0 | 58
AA | Volume Control Damper & Quad 100mm |  | 1 | 0 |  | 0 | 0 | 0.5 | 1 | 1 | 0 | 0 | 2
ABOVE FANS ARE FOR | ICC BASEMENT PARKING |  | 1 | 0 |  | 0 | 0 | 0.5 | 1 | 1 | 0 | 0 | 2
AC AXIAL FAN | 130, 220V, FORM V, KL |  | 1 | 0 |  | 0 | 0 | 0.5 | 1 | 1 | 0 | 0 | 2
AC COMPACT FAN | 119X119X38, 220V, GL, PLUG |  | 1 | 0 |  | 0 | 0 | 0.5 | 1 | 1 | 0 | 0 | 2
ADF-PVT30 | PVT 30 |  | 1 | 1 | AF Fans CC | 2560 | 0 | 0.5 | 1 | 1 | 0 | 0 | 2
ADF-PVT30-DUCT | Spiral Flex PVC ducting, 5m Length, 300mm Diameter |  | 1 | 2 | AF Fans CC | 960 | 0 | 0.5 | 2 | 1 | 0 | 0 | 5
ADRA- | RA 1200(W)*600(H) NS PCW |  | 1 | 200 | Advantage Air Africa Pty Ltd | 183.23 | 0 | 0.5 | 200 | 100 | 0 | 0 | 500
ADSD | SINGLE DEFLECTION GRILLE 625(W)*625(H) OVER FLANGE NATURAL |  | 1 | 5 | Advantage Air Africa Pty Ltd | 776.58 | 0 | 0.5 | 5 | 2 | 0 | 0 | 12
ADWL-- | WL 900(W)*600(H) NS NA |  | 1 | 0 |  | 0 | 0 | 0.5 | 1 | 1 | 0 | 0 | 2
ADWL. | WEATHER LOUVRE 520(W)*520(H) OPENING SIZE NATURALLY ANOD |  | 1 | 7 | Advantage Air Africa Pty Ltd | 785.66 | 0 | 0.5 | 7 | 4 | 0 | 0 | 18
ADWL.. | WEATHER LOUVRE 800(W)*800(H) HS NA |  | 1 | 0 |  | 0 | 0 | 0.5 | 1 | 1 | 0 | 0 | 2
AF4.0X4+EWHSL | ALFIX 4.0MM2 4 CORE+E S/LENGHT |  | 1 | 100 | Alvern Cables (Pty) Ltd | 47.06 | 0 | 0.5 | 100 | 50 | 0 | 0 | 250
AIR HOSE 1M | AIR HOSE 8MM | CONSUMABLES | 1 | 10 | MG AUTO PAINT (PTY) LTD | 30.43 | 0 | 0.5 | 10 | 5 | 0 | 0 | 25
AIRMAX2-500 | AIRMAX-2.500 W | FM - DONKIN | 23 | 0 |  | 0 | 2 | 0.5 | 1 | 1 | 0 | 0 | 2
AIRMAX2-500P | AIRMAX-2.500 P | FM - DONKIN | 9 | 0 |  | 0 | 4 | 0.5 | 1 | 1 | 0 | 0 | 2
AIRMAX2-650 | AIRMAX-2.650 W | FM - DONKIN | 24 | 0 |  | 0 | 34 | 0.5 | 1.5 | 1 | 0 | 0 | 4
AIRMAX2-650P | AIRMAX-2.650 P | FM - DONKIN | 1 | 0 |  | 0 | 1 | 0.5 | 1 | 1 | 0 | 0 | 2
AIRMAX2-650P.EC | AIRMAX-2.650 P. EC | FM - DONKIN | 1 | 0 |  | 0 | 1 | 0.5 | 1 | 1 | 0 | 0 | 2
AIRMAX2-650W | AIRMAX-2.650 W.EC | FM - DONKIN | 24 | 0 |  | 0 | 10 | 0.5 | 1 | 1 | 0 | 0 | 2
AIRMAX2-750 | AIRMAX-2.750 W | FM - DONKIN | 14 | 0 |  | 0 | 3 | 0.5 | 1 | 1 | 0 | 0 | 2
AIRMAX2-750P | AIRMAX-2.750 P | FM - DONKIN | 1 | 0 |  | 0 | 0 | 0.5 | 1 | 1 | 0 | 0 | 2
AIRMAX2-750P.EC | AIRMAX-2.750 P.EC | FM - DONKIN | 1 | 0 |  | 0 | 0 | 0.5 | 1 | 1 | 0 | 0 | 2
AIRMAX2-750W | AIRMAX-2.750 W.EC | FM - DONKIN | 1 | 0 |  | 0 | 0 | 0.5 | 1 | 1 | 0 | 0 | 2
AIRMAX2-850 | AIRMAX-2.850 W | FM - DONKIN | 5 | 0 |  | 0 | 10 | 0.5 | 2 | 1 | 0 | 0 | 5
AIRMAX2-850P | AIRMAX-2.850 P | FM - DONKIN | 1 | 0 |  | 0 | 0 | 0.5 | 1 | 1 | 0 | 0 | 2
AT | 3001 ALU FOIL TAPE 48mm X 50m (30 micron) |  | 1 | 3 | Advantage Air Africa Pty Ltd | 80.5 | 0 | 0.5 | 3 | 2 | 0 | 0 | 8
AT 12/9 SC/BD | AT 12/9 SC - Single Unit, Belt drive C/W 4kW 4P 380V FM | FM - NICOTRA | 1 | 1 | TS TELEKI T/A VENT SYSTEM AND PROJECTS | 2000 | 0 | 0.5 | 1 | 1 | 0 | 0 | 2
AT12/12 | AT12/12 c/w 3kw 4p 380V |  | 1 | 0 |  | 0 | 0 | 0.5 | 1 | 1 | 0 | 0 | 2
ATT/01 | Attenuator 200x600mm |  | 13 | 0 |  | 813.27 | 24 | 0.5 | 2 | 1 | 0 | 0 | 5
AVMs- | Anti-Vibration Rubber Mounts |  | 29 | 16 | Seal 'N Devices (Pty) Ltd | 53.46 | 839 | 0.5 | 29 | 14 | 0 | 0 | 72
AWSL/1/ 600X600)P/0/P1/ | 600 X 600 |  | 1 | 1 | TROX South Africa (Pty) Ltd | 2479 | 0 | 0.8 | 1 | 1 | 0 | 0 | 3
AWSL/1/1000X500/OP/0/P1/ | 1000 X 500 | Accessories | 1 | 2 | TROX South Africa (Pty) Ltd | 3264 | 0 | 0.8 | 2 | 2 | 0 | 0 | 6
AXIP450 | TAXIP F300: 450-5-25 | FM - KAYITES | 1 | 2 | Kayites | 4520.64 | 0 | 1 | 2 | 2 | 0 | 0 | 6
Accounting | Subscription (Accounting) |  | 1 | 1 | Sage South Africa (Pty) Ltd | 7252.17 | 0 | 0.5 | 1 | 1 | 0 | 0 | 2
Additional Costs | Material Cutting Cost | BENDING/CUTTING | 1 | 0 |  | 0 | 6 | 0.5 | 6 | 3 | 0 | 0 | 15
Airfreight | - Dar Es Salaam |  | 18 | 3 | Kayites | 0 | 4 | 0.6 | 1 | 1 | 0 | 0 | 3
Airfreight - | Dar Es Salaam |  | 1 | 0 |  | 1200.58 | 0 | 0.5 | 1 | 1 | 0 | 0 | 2
Airmax PB | Airmax Poles & Brackets |  | 1 | 100 | Mafilisti Trading and Projects (Pty) Ltd | 112 | 0 | 0.6 | 100 | 60 | 0 | 0 | 260
Airmax-2.650.W. | Airmax-2.650.W - Wall Fan - 187 Watts - 230/1/50 - Twin Blade - Black (Pull Cord) |  | 9 | 0 |  | 0 | 11 | 0.5 | 1.5 | 1 | 0 | 0 | 4
Al Blades | Aluminium Blades | FM - IMPELLER | 21 | 1960 | CFW Fans (Pty) Ltd | 85 | 0 | 0.5 | 93.5 | 47 | 0 | 0 | 234
Al Blanks | Aluminium Blanks | FM - IMPELLER | 18 | 205 | CFW Fans (Pty) Ltd | 11 | 0 | 0.5 | 11.5 | 6 | 0 | 0 | 29
Angle S355JR-50x50x5mm | Angle S355JR 50x50x5mm 6Mtr | FABRICATION | 1 | 1 | NJR STEEL - ALRODE (PTY) LTD | 309.4 | 0 | 0.5 | 1 | 1 | 0 | 0 | 2
Assembly | Building Casing & Impeller |  | 4 | 0 |  | 0 | 2 | 0.5 | 1 | 1 | 0 | 0 | 2
B) | LDP/315/6/10/B/14mm - 0.55kW 2P |  | 12 | 129 | CFW Fans (Pty) Ltd | 29.97 | 0 | 0.6 | 11 | 7 | 0 | 0 | 29
B-124-FAN1 | HTMV-125-4T/9-40 400/690V.IE3 -60Hz - Roof Top Exhaust Fan |  | 1 | 0 |  | 0 | 4 | 0.5 | 4 | 2 | 0 | 0 | 10
B-135-FAN1 | TORRETTE TR-A 450 T4 2.2KW ATEX Zone 1 - Explosion Proof Roof Top Centrifugal Exhaust Fan |  | 1 | 0 |  | 0 | 4 | 0.5 | 4 | 2 | 0 | 0 | 10
B-135-FAN2 | TORRETTE TR-A 500 T4 3KW ATEX Zone 1 - Explosion Proof Roof Top Centrifugal Exhaust Fan |  | 1 | 0 |  | 0 | 1 | 0.5 | 1 | 1 | 0 | 0 | 2
B-135-FAN3 | TORRETTE TR-A 400 T4 1.1KW ATEX Zone 1 - Explosion Proof Roof Top Centrifugal Exhaust Fan |  | 1 | 0 |  | 0 | 2 | 0.5 | 2 | 1 | 0 | 0 | 5
B-135-FAN4 | TORRETTE TRK-AR 500 T4 3KW - Roof Top Centrifugal Exhaust Fan |  | 1 | 0 |  | 0 | 1 | 0.5 | 1 | 1 | 0 | 0 | 2
B-135-FAN5 | TORRETTE TR-A 500 T4 3KW ATEX Zone 1 - Explosion Proof Roof Top Centrifugal Exhaust Fan |  | 1 | 0 |  | 0 | 2 | 0.5 | 2 | 1 | 0 | 0 | 5
B-135-FAN6 | VORTICENT CMS 35/14 T4 4KW - Wall Mountex Centrifugal Exhaust Fan |  | 1 | 0 |  | 0 | 1 | 0.5 | 1 | 1 | 0 | 0 | 2
B-135-FAN7 | VORTICENT CMS 25/10 T4 0.75KW - Wall Mounted Centrifugal Exhaust Fan |  | 1 | 0 |  | 0 | 1 | 0.5 | 1 | 1 | 0 | 0 | 2
B-135-FAN8 | ENKEL QBK 190 EC - Cassette Type Exhaust Fan |  | 1 | 0 |  | 0 | 1 | 0.5 | 1 | 1 | 0 | 0 | 2
B-91-FAN1 | TORRETTE TR-A 710 T6 4KW ATEX Zone 1 - Explosion Proof Roof Top Centrifugal Exhaust Fan |  | 1 | 0 |  | 0 | 1 | 0.5 | 1 | 1 | 0 | 0 | 2
B-91-FAN2 | HC-63-4T/H/ATEX/2G Ex db 230/400V - 60Hz - Explosion Proof Wall Mounted Centrifugal Exhaust Fan |  | 1 | 0 |  | 0 | 2 | 0.5 | 2 | 1 | 0 | 0 | 5
B-91-FAN3 | TORRETTE TR-A 500 T4 3KW ATEX Zone 1 - Explosion Proof Roof Top Exhaust Fan |  | 1 | 0 |  | 0 | 2 | 0.5 | 2 | 1 | 0 | 0 | 5
B-91-FAN4 | HTMV-90-4T-7.5/ATEX/2G Ex db 400/690V - Explosion Proof Roof Top Exhaust Fan |  | 1 | 0 |  | 0 | 1 | 0.5 | 1 | 1 | 0 | 0 | 2
B-91-FAN5 | TORRETTE TRS 310 EC - Roof Top Exhaust Fan |  | 1 | 0 |  | 0 | 1 | 0.5 | 1 | 1 | 0 | 0 | 2
B-91-FAN6 | TORRETTE TRS 250 EC - Roof Top Exhaust Fan |  | 1 | 0 |  | 0 | 1 | 0.5 | 1 | 1 | 0 | 0 | 2
B-91-FAN7 | Lineo 200 - Inline Exhaust Fan |  | 9 | 2 | Luck and King | 490 | 1 | 0.5 | 1 | 1 | 0 | 0 | 2
B/01 | Volume Control Damper & Quad 150mm |  | 1 | 0 |  | 0 | 9 | 0.5 | 9 | 4 | 0 | 0 | 22
B/02 | Fire Damper c/w Link & Quad 150mm |  | 1 | 0 |  | 0 | 6 | 0.5 | 6 | 3 | 0 | 0 | 15
B1000 | BCC2 800/1.0D1 BELT DRIVEN C/W 15KW 4P 380V |  | 1 | 0 |  | 0 | 0 | 0.5 | 1 | 1 | 0 | 0 | 2
B3 | IA Certification (Imported Equipment). Document Review and IA Certification Transfer Based on ATEX |  | 1 | 1 | MEGATON SYSTEMS (PTY) LTD. T/A MTEX LABORATORIES | 3473.5 | 0 | 0.5 | 1 | 1 | 0 | 0 | 2
BAF100 | BAF 100 | FM - KAYITES | 23 | 30 | Kayites | 59.08 | 15 | 0.5 | 1.5 | 1 | 0 | 0 | 4
BAF125 | BAF 125 | FM - KAYITES | 17 | 30 | Kayites | 95.86 | 7 | 0.5 | 2 | 1 | 0 | 0 | 5
BAF150 | BAF 150 | FM - KAYITES | 25 | 100 | Kayites | 137.02 | 72 | 0.6 | 4 | 2 | 0 | 0 | 10
BBC19X10/14T | BANDSAW BIMETAL M42 19x10/14T (2.480x1) |  | 18 | 9.92 | SPARES 2000 CC t/a SHARP-RITE | 210 | 0 | 0.5 | 1 | 1 | 0 | 0 | 2
BBC19X10/14T-2 | BANDSAW BIMETAL M42 19x10/14T (3.050x1) |  | 1 | 3.05 | SPARES 2000 CC t/a SHARP-RITE | 210 | 0 | 0.8 | 3.5 | 3 | 0 | 0 | 10
BBF19X10/14DOM | BANDSAW BIMETAL M42 19x10/14T (2.480x1) |  | 1 | 4.96 | SPARES 2000 CC t/a SHARP-RITE | 210 | 0 | 0.5 | 5 | 2 | 0 | 0 | 12
BBF27X8/12T | BANDSAW BIMETAL M42 8/12T (2.480X1) |  | 1 | 2.48 | SPARES 2000 CC t/a SHARP-RITE | 219.14 | 0 | 0.8 | 2.5 | 2 | 0 | 0 | 7
BC-L7ZDW | BC-L7ZDW (BCL720) c/w 3.0kw 4P 380V Motor |  | 1 | 0 |  | 0 | 0 | 0.5 | 1 | 1 | 0 | 0 | 2
BCC 15 | BCC 15/0.75kW arrangement 1A class 2 c/w 4kW 4Pole 525v fan Spped 3057rpm |  | 1 | 0 |  | 0 | 1 | 0.5 | 1 | 1 | 0 | 0 | 2
BCC 18/01 Class1 (1A) SISW | 4 kW 4 Pole 380 V |  | 1 | 0 |  | 0 | 0 | 0.5 | 1 | 1 | 0 | 0 | 2
BCC 18/01 Class1 (2A) Belt Driven | c/w 5.5 kW 4 Pole 380 V Motor |  | 1 | 0 |  | 0 | 0 | 0.5 | 1 | 1 | 0 | 0 | 2
BCC 21/01 Class1 (2A) Belt Driven | c/w 5.5 kW 4 Pole 380V (IP66) |  | 11 | 1 | CFW Fans (Pty) Ltd | 43708 | 2 | 0.7 | 1 | 1 | 0 | 0 | 3
BCC 24/0.93 SI | c/w 4KW 4P 380V |  | 1 | 0 |  | 0 | 0 | 0.5 | 1 | 1 | 0 | 0 | 2
BCC 27/ | BCC 27/1.0 c/w 7.5kW 4Pole 380 v |  | 1 | 0 |  | 0 | 0 | 0.5 | 1 | 1 | 0 | 0 | 2
BCC 30/0.71 SI (ARR 6A) | c/w 15 kW 4 Pole 380 V (Direct Driven) |  | 1 | 0 |  | 0 | 0 | 0.5 | 1 | 1 | 0 | 0 | 2
BCC 30/0.75 Class 2 (6A) | c/w 15 kW 4 Pole 380 V Motor (Direct Driven) |  | 1 | 0 |  | 0 | 0 | 0.5 | 1 | 1 | 0 | 0 | 2
BCC 36/0.81 SI CLASS 3 (A6) | c/w 37 kW 4 Pole 380 V (Direct Driven) |  | 1 | 0 |  | 0 | 0 | 0.5 | 1 | 1 | 0 | 0 | 2
BCC 39 | BCC 39/0.99 SISW c/w 75Kw 4P 400V Motor |  | 1 | 1 | CFW Fans (Pty) Ltd | 212333 | 1 | 0.6 | 1 | 1 | 0 | 0 | 3
BCC 42/1 Arr2 (Belt driven) | c/w 18.5 kW 4 Pole 380 V Motor |  | 1 | 0 |  | 0 | 0 | 0.5 | 1 | 1 | 0 | 0 | 2
BCC 45/1.0 (SISW 1A) | c/w 45kW 4 Pole 525 V |  | 1 | 0 |  | 0 | 0 | 0.5 | 1 | 1 | 0 | 0 | 2
BCC IMP | 21-inch BCC Impeller |  | 1 | 0 |  | 0 | 0 | 0.5 | 1 | 1 | 0 | 0 | 2
BCC-2 | 560/1.0SISW1 c/w 4kw CLASS2 ARR(6A)T60 |  | 1 | 0 |  | 0 | 0 | 0.5 | 1 | 1 | 0 | 0 | 2
BCC-2 315/1.0 | c/w 1.1 kW 2 Pole 380 V (Belt Driven) |  | 1 | 0 |  | 0 | 0 | 0.5 | 1 | 1 | 0 | 0 | 2
BCC-2 400 1 | 4A DIDW Belt Driven c/w 3kW 4Pole 380v Motor |  | 1 | 0 |  | 0 | 0 | 0.5 | 1 | 1 | 0 | 0 | 2
BCC-2 450/1.0 | 2A DIDW c/w 5.5 kW 4 Pole 380V | Fan | 1 | 0 |  | 0 | 0 | 0.5 | 1 | 1 | 0 | 0 | 2
BCC-2 500/1.0 | 4A c/w 7.5 kW 4 Pole 380V |  | 1 | 2 | Centrifab (Pty) Ltd | 31900 | 0 | 0.5 | 2 | 1 | 0 | 0 | 5
BCC-2 500/1.0 DI CLASS 2 (2A) | c/w 15 kW 4 Pole 380 V (Belt Driven) |  | 1 | 0 |  | 0 | 0 | 0.5 | 1 | 1 | 0 | 0 | 2
BCC-2 560 | c/w 2.2kW 4Pole 380v Motor |  | 1 | 0 |  | 0 | 0 | 0.5 | 1 | 1 | 0 | 0 | 2
BCC-2 630/1 DI 4A | c/w 11 kW 4 Pole 380 V |  | 1 | 0 |  | 0 | 0 | 0.5 | 1 | 1 | 0 | 0 | 2
BCC-2 630/1.0S1 CLASS2 ARR(1A) | C/w 4kw 4pole 380v (Belt Driven) |  | 1 | 0 |  | 0 | 0 | 0.5 | 1 | 1 | 0 | 0 | 2
BCC-2 710/1.0 DI CLASS 2 (2A) | c/w 30 kW 4 Pole 380 V (Belt Driven) |  | 1 | 0 |  | 0 | 0 | 0.5 | 1 | 1 | 0 | 0 | 2
BCC-2 710/1.0 SI 1A | c/w 15 kW 4 Pole 380 V Motor (Belt Driven) |  | 1 | 0 |  | 0 | 0 | 0.5 | 1 | 1 | 0 | 0 | 2
BCC-2 710/10 | BCC-2 710/10 4Arr c/w 11kW 4Pole 380v Motor |  | 1 | 0 |  | 0 | 0 | 0.5 | 1 | 1 | 0 | 0 | 2
BCC-2 800 1.0 DIDW | Arrgt 2-A CL Fan Assembly. L180 |  | 1 | 0 |  | 0 | 0 | 0.5 | 1 | 1 | 0 | 0 | 2
BCC-24/1.0 | BCC-24/1.0 c/w 30KW 4P 380V |  | 1 | 0 |  | 0 | 0 | 0.5 | 1 | 1 | 0 | 0 | 2
BCC-2400 | BCC-2 400 DIDW c/w 5.5Kw 4P 380V - J96084 |  | 1 | 0 |  | 0 | 0 | 0.5 | 1 | 1 | 0 | 0 | 2
BCC12/0.75 | c/w 1.1 kW 4 Pole 380 V |  | 1 | 0 |  | 0 | 0 | 0.5 | 1 | 1 | 0 | 0 | 2
BCC15-J61923 | BCC 15/0.75 CL2 Ar 1A c/w 4.0kw 4P 525V - J61923 |  | 2 | 1 | Centrifab (Pty) Ltd | 53900 | 0 | 0.7 | 1 | 1 | 0 | 0 | 3
BCC27P28350 | BCC 27/1.0 SISW AR 6A c/w 3.0Kw 6P 380V |  | 1 | 0 |  | 0 | 0 | 0.5 | 1 | 1 | 0 | 0 | 2
BCC36 | BCC36/0.8 SI CLASS 4 (1A) c/w 55kw 4Pole 380V (Belt-Driven) |  | 1 | 0 |  | 0 | 0 | 0.5 | 1 | 1 | 0 | 0 | 2
BD 15/15 T6 (42117) | BD 15/15 T6 2.2kw 2523 |  | 42 | 4 | Vortice Elettrosociali SpA | 6923.88 | 1 | 0.9 | 1 | 1 | 0 | 0 | 3
BDB-280 CM | BCC DIDW CENTRIFUGAL FAN |  | 1 | 1 | Air Movement Supplies | 6267 | 0 | 0.9 | 1 | 1 | 0 | 0 | 3
BF | Base Frame - HBC-M 630 |  | 1 | 0 |  | 0 | 0 | 0.5 | 1 | 1 | 0 | 0 | 2
BF50L1.51HS | Box fan 1250mm LOUV 220v 01.50kW S/S |  | 1 | 7 | Luft Industries Natal (Pty) Ltd | 3636.07 | 0 | 0.5 | 7 | 4 | 0 | 0 | 18
BP01 | PLASTIC BUCKLES 12MM - (1000) |  | 1 | 1 | Advantage Air Africa Pty Ltd | 230.1 | 0 | 0.5 | 1 | 1 | 0 | 0 | 2
Balance Impeller | Impeller Balancing 2.5kg 4p |  | 13 | 41 | ISO BALANCING | 643.45 | 1 | 0.5 | 3.5 | 2 | 0 | 1 | 9
Bcc 30/1.0 Class 1 (1A) SISW | c/w 4 kW 4 Pole 380 V |  | 1 | 0 |  | 0 | 0 | 0.5 | 1 | 1 | 0 | 0 | 2
Bellax 400 | Bellax 400 c/w 0.25kW 4Pole 380v Motor |  | 1 | 0 |  | 0 | 0 | 0.5 | 1 | 1 | 0 | 0 | 2
Bellax 560 | Bellax 560 20.D 8 - c/w 1.5kw 4P 220v |  | 1 | 0 |  | 0 | 0 | 0.5 | 1 | 1 | 0 | 0 | 2
Bellax 630 | Bellax 630 20.D 8- c/w1.5kw 4P 220V |  | 1 | 1 | Centrifab (Pty) Ltd | 7868 | 1 | 0.6 | 1 | 1 | 0 | 0 | 3
Bellax 800 | Bellax 800 32-E-8 c/w 1.5kW 6Pole Motor |  | 13 | 7 | Centrifab (Pty) Ltd | 16392 | 6 | 1.2 | 1 | 1 | 0 | 0 | 3
Bellax500 | Bellax 500 - 20 - C - 8 c/w 2,2KW 2P 220V |  | 1 | 1 | Air Speration | 8453.75 | 1 | 0.5 | 1 | 1 | 0 | 0 | 2
Bend System | MULTI BEND SYSTEM 50 R |  | 1 | 1 | Strongman Metal Tools CC | 9999 | 0 | 0.5 | 1 | 1 | 0 | 0 | 2
Bending | in house bending |  | 7 | 1006 | Kart Shop TA Ultimate Laser Cutting | 5.6 | 0 | 0.5 | 144 | 72 | 0 | 0 | 360
C1000X500FM | Casing Size 1000diam x 500Long | CASING | 1 | 1 | GALVAGLOW (PTY) LTD | 0 | 0 | 0.5 | 1 | 1 | 0 | 0 | 2
C315x315 | Casing size 315diamx315 | FM - CASING | 22 | 13 | GALVAGLOW (PTY) LTD | 144 | 0 | 0.5 | 1 | 1 | 0 | 0 | 2
C315x315UG | Casing size 315diamx315-Ungalvanised | CASING | 1 | 6 | TS TELEKI T/A VENT SYSTEM AND PROJECTS | 594.72 | 0 | 0.5 | 6 | 3 | 0 | 0 | 15
C400x400 | Casing Size 400diamx400 | FM - CASING | 22 | 11 | GALVAGLOW (PTY) LTD | 225.64 | 0 | 0.5 | 1 | 1 | 0 | 0 | 2
C400x400NH | Casing Size 400diamx400-NO HOLES | CASING | 1 | 0 |  | 1195 | 0 | 0.5 | 1 | 1 | 0 | 0 | 2
C400x400UG | Casing Size 400diamx400-Ungalvanised | CASING | 1 | 4 | TS TELEKI T/A VENT SYSTEM AND PROJECTS | 849.6 | 0 | 0.5 | 4 | 2 | 0 | 0 | 10
C4324 | 2.0MX1.5MX3.MM KLINGERSIL C4324 |  | 1 | 1 | Klinger Mzansi (Pty) Ltd | 2195.15 | 0 | 0.5 | 1 | 1 | 0 | 0 | 2
C462x470-B | Casing size 462diamx470 Buffalo | FM - DONKIN | 1 | 2 | GALVAGLOW (PTY) LTD | 0 | 0 | 0.5 | 2 | 1 | 0 | 0 | 5
C462x470UG-B | Casing size 462diamx470 Buffalo-Ungalvanised | FM - DONKIN | 1 | 2 | TS TELEKI T/A VENT SYSTEM AND PROJECTS | 1491.01 | 0 | 0.5 | 2 | 1 | 0 | 0 | 5
C500x400 | Casing Size 500diamx400 | FM - CASING | 22 | 12 | GALVAGLOW (PTY) LTD | 124.5 | 0 | 0.5 | 1 | 1 | 0 | 0 | 2
C500x400NH | Casing Size 500diamx400-NO HOLES | CASING | 1 | 0 |  | 1438 | 0 | 0.5 | 1 | 1 | 0 | 0 | 2
C500x400UG | Casing Size 500diamx400-Ungalvanised | CASING | 1 | 6 | TS TELEKI T/A VENT SYSTEM AND PROJECTS | 1019.75 | 0 | 0.5 | 6 | 3 | 0 | 0 | 15
C560x400 | Casing size 560diamx400 | FM - CASING | 2 | 8 | GALVAGLOW (PTY) LTD | 0 | 0 | 0.5 | 4 | 2 | 0 | 0 | 10
C560x400UG | Casing size 560diamx400-Ungalvanised | CASING | 1 | 2 | TS TELEKI T/A VENT SYSTEM AND PROJECTS | 1180.84 | 0 | 0.5 | 2 | 1 | 0 | 0 | 5
C560x500 | Casing size 560diamx500 | FM - CASING | 1 | 1 | CFW Fans (Pty) Ltd | 1792 | 0 | 1.2 | 1 | 1 | 0 | 0 | 3
C560x500UG | Casing size 560diamx500-Ungalvanised | CASING | 1 | 0 |  | 0 | 0 | 0.5 | 1 | 1 | 0 | 0 | 2
C630x400 | Casing Size 630diamx400 | FM - CASING | 2 | 8 | GALVAGLOW (PTY) LTD | 0 | 0 | 0.5 | 4 | 2 | 0 | 0 | 10
C630x400UG | Casing Size 630diamx400-Ungalvanised | CASING | 1 | 4 | TS TELEKI T/A VENT SYSTEM AND PROJECTS | 1402.45 | 0 | 0.5 | 4 | 2 | 0 | 0 | 10
C710x400 | Casing Size 710diamx400 | FM - CASING | 1 | 10 | GALVAGLOW (PTY) LTD | 0 | 0 | 0.5 | 10 | 5 | 0 | 0 | 25
C710x400UG | Casing Size 710diamx400-Ungalvanised | CASING | 1 | 4 | TS TELEKI T/A VENT SYSTEM AND PROJECTS | 1505.57 | 0 | 0.5 | 4 | 2 | 0 | 0 | 10
C800x400 | Casing Size 800diamx400 | FM - CASING | 2 | 11 | GALVAGLOW (PTY) LTD | 0 | 0 | 0.5 | 5.5 | 3 | 0 | 0 | 14
C800x400UG | Casing Size 800diamx400-Ungalvanised | CASING | 1 | 4 | TS TELEKI T/A VENT SYSTEM AND PROJECTS | 2044.2 | 0 | 0.5 | 4 | 2 | 0 | 0 | 10
C800x500 | Casing Size 800diamx500 | FM - CASING | 22 | 3 | CFW Fans (Pty) Ltd | 1095 | 0 | 0.6 | 1 | 1 | 0 | 0 | 3
C800x500FM | Casing Size 800diamx500 Foot Mount | CASING | 1 | 2 | GALVAGLOW (PTY) LTD | 0 | 0 | 0.5 | 2 | 1 | 0 | 0 | 5
C900x500 | Casing Size 900diamx500 | FM - CASING | 1 | 2 | GALVAGLOW (PTY) LTD | 0 | 0 | 0.5 | 2 | 1 | 0 | 0 | 5
C965x740 | Casing Size 965diam x 740Long | CASING | 1 | 2 | GALVAGLOW (PTY) LTD | 0 | 0 | 0.5 | 2 | 1 | 0 | 0 | 5
CA/Line/EC | 31 50/60HZ |  | 1 | 0 |  | 0 | 1 | 0.5 | 1 | 1 | 0 | 0 | 2
CA4 | CA4V - 1' 1/4 | FM - FPZ | 31 | 0 |  | 0 | 7 | 0.5 | 1 | 1 | 0 | 0 | 2
CA5 | CA5V - 1' 1/2 | FM - FPZ | 6 | 0 |  | 0 | 2 | 0.5 | 1 | 1 | 0 | 0 | 2
CA6 | CA6V - 2' | FM - FPZ | 4 | 12 | Effepizeta | 604.23 | 6 | 2 | 3 | 6 | 0 | 0 | 12
CA8 | CA8 - 3' | FM - FPZ | 11 | 3 | Effepizeta | 0 | 1 | 2 | 1 | 2 | 0 | 0 | 4
CA9 | CA9- 4' | FM - FPZ | 26 | 2 | Effepizeta | 1243.84 | 4 | 2 | 1 | 2 | 0 | 0 | 4
CAMC | CAMC-360-80 B/2 |  | 1 | 0 |  | 0 | 0 | 0.5 | 1 | 1 | 0 | 0 | 2
CAMC-560 | CAMC-560-160 MA/2 |  | 1 | 0 |  | 0 | 0 | 0.5 | 1 | 1 | 0 | 0 | 2
CANCOLSPIG150 | CANCOLLAR SPIGOT 150 DIA |  | 1 | 200 | Advantage Air Africa Pty Ltd | 111.3 | 0 | 0.5 | 200 | 100 | 0 | 0 | 500
CAP0.14220 | New Capacitor suitable for 60hz 0.1kw 1430rpm 230V | FM - LUCK & KING | 1 | 1 | Luck and King | 285 | 0 | 0.5 | 1 | 1 | 0 | 0 | 2
CAS | CAS-248-2T-1.5/INOX-316 230/400V. IE3 |  | 1 | 0 |  | 0 | 0 | 0.5 | 1 | 1 | 0 | 0 | 2
CAS. | CAS-242-2T-0.5/INOX-316 230/400V |  | 1 | 0 |  | 0 | 0 | 0.5 | 1 | 1 | 0 | 0 | 2
CAS.. | CAS-242-2T-0.5/INOX-316 230/400V. |  | 1 | 0 |  | 0 | 0 | 0.5 | 1 | 1 | 0 | 0 | 2
CASB-560-2T-25 | c/w 18.5 kW 4 Pole 380 V (Direct Driven) |  | 1 | 0 |  | 0 | 0 | 0.5 | 1 | 1 | 0 | 0 | 2
CASB-900 | CASB-900-4T-30/ATEX/3G Ex ec 380/660V./ARR.9 60H |  | 1 | 0 |  | 0 | 0 | 0.5 | 1 | 1 | 0 | 0 | 2
CCD25 | 250 DIA SQUARE CONSTANT VOLUME DIFFUSER |  | 1 | 0 |  | 0 | 0 | 0.5 | 1 | 1 | 0 | 0 | 2
CCTV | Camera Replacement |  | 1 | 1 | AXEGROUP | 1750 | 0 | 0.5 | 1 | 1 | 0 | 0 | 2
CDXRT | CDXRT-250-3 230/400V. IE3 |  | 1 | 0 |  | 0 | 0 | 0.5 | 1 | 1 | 0 | 0 | 2
CE 250 | CE 250 |  | 19 | 0 | Luft Industries Natal (Pty) Ltd | 0 | 80 | 0.5 | 4.5 | 2 | 0 | 0 | 11
CE200 | CE200 |  | 13 | 0 |  | 0 | 7 | 0.5 | 1 | 1 | 0 | 0 | 2
CF/01 | LCF 56 - 1440rpm - 4 Speed 220V |  | 1 | 0 |  | 0 | 4 | 0.5 | 4 | 2 | 0 | 0 | 10
CF4 | CF4 - 1' 1/4 | FM - FPZ | 24 | 0 |  | 0 | 4 | 0.5 | 1 | 1 | 0 | 0 | 2
CF5 | CF5 - 1' 1/2 | FM - FPZ | 25 | 0 | Effepizeta | 0 | 2 | 0.5 | 1 | 1 | 0 | 0 | 2
CF6 | CF6 - 2' | FM - FPZ | 17 | 0 |  | 0 | 2 | 0.5 | 1 | 1 | 0 | 0 | 2
CF8 | CF8 - 3' | FM - FPZ | 21 | 16 | Effepizeta | 230.34 | 9 | 2 | 1 | 2 | 0 | 0 | 4
CF9 | CF9 - 4' | FM - FPZ | 37 | 75 | Effepizeta | 524.73 | 73 | 1.9 | 2.5 | 5 | 0 | 0 | 10
CFD2.5 | 2.5 Amps Speed Controller | FM - KAYITES | 25 | 85 | Kayites | 277.75 | 1 | 0.7 | 3.5 | 2 | 0 | 0 | 9
CHT | CHT-200-4M 230V. |  | 1 | 0 |  | 0 | 0 | 0.5 | 1 | 1 | 0 | 0 | 2
CI-100-4T-F-300 | CI-100-4T-F-300 |  | 1 | 0 |  | 0 | 0 | 0.5 | 1 | 1 | 0 | 0 | 2
CJ77J-DNM12-104-02-M | DENIM WORK JACKET INDIGO M |  | 1 | 2 | Workwear Depot (Pty)Ltd | 406.11 | 0 | 0.5 | 2 | 1 | 0 | 0 | 5
CJ77J-DNM12-104-03-L | DENIM WORK JACKET INDIGO L |  | 1 | 2 | Workwear Depot (Pty)Ltd | 406.11 | 0 | 0.5 | 2 | 1 | 0 | 0 | 5
CJ77J-NAVBOT-101-01-S | VERSATEX TWO-TONE WORK JACKET NAVY/BOTTLE S |  | 1 | 1 | Workwear Depot (Pty)Ltd | 303.48 | 0 | 0.5 | 1 | 1 | 0 | 0 | 2
CJ77J-NAVBOT-101-02-M | VERSATEX TWO-TONE WORK JACKET NAVY/BOTTLE M |  | 1 | 1 | Workwear Depot (Pty)Ltd | 303.48 | 0 | 0.5 | 1 | 1 | 0 | 0 | 2
CJ77J-NAVBOT-101-04-XL | VERSATEX TWO-TONE WORK JACKET NAVY/BOTTLE XL |  | 1 | 2 | Workwear Depot (Pty)Ltd | 303.48 | 0 | 0.5 | 2 | 1 | 0 | 0 | 5
CL/PLUS/EC-6035 | Rectangular Fan |  | 1 | 0 |  | 0 | 0 | 0.5 | 1 | 1 | 0 | 0 | 2
CL/PLUS/EC-7040 | Rectangular Fan |  | 1 | 0 |  | 0 | 0 | 0.5 | 1 | 1 | 0 | 0 | 2
CLAMP | CLAMP | CONSUMABLES | 1 | 4 | MG AUTO PAINT (PTY) LTD | 4.35 | 0 | 0.5 | 4 | 2 | 0 | 0 | 10
CLIPS003 | 75mm Galv Filter Clip |  | 1 | 64 | Filtermac Design ( Pty) Ltd | 37 | 0 | 0.8 | 64 | 51 | 0 | 0 | 179
CMP | CMP 820 2M |  | 1 | 0 |  | 0 | 0 | 0.5 | 1 | 1 | 0 | 0 | 2
CMP11254T | CMP 1128 4T |  | 1 | 0 |  | 0 | 0 | 0.5 | 1 | 1 | 0 | 0 | 2
CMRS-400-2T | CMRS-400-2T-5.5 LG270-0-45-90-135-315 |  | 1 | 0 |  | 0 | 0 | 0.5 | 1 | 1 | 0 | 0 | 2
CMS25 | Vorticent CMS 25/10 T4 0.75KW (1400 CFM) | FM - VORTICE | 1 | 0 | Vortice Elettrosociali SpA | 0 | 0 | 1.1 | 1 | 1 | 0 | 0 | 3
CMS35 | Vorticent CMS 35/14 T4 4KW (4600 CFM) | FM - VORTICE | 1 | 0 | Vortice Elettrosociali SpA | 0 | 0 | 1.1 | 1 | 1 | 0 | 0 | 3
CMV400 | CMVpro 400 P4 PPs Casing & impeller RD 90 Fan c/w 5.5kw 4P 380V |  | 1 | 1 | Polimatrix SA (Pty) Ltd | 61919.67 | 1 | 0.9 | 1 | 1 | 0 | 0 | 3
CMVpro DD250-250P4 PPs LG 0 | 1.5 kW 4 Pole 220 V |  | 1 | 0 |  | 0 | 0 | 0.5 | 1 | 1 | 0 | 0 | 2
CN4PC-SS-DAS | Screws & Springs for Combination Set Dasqua |  | 1 | 2 | SPARES 2000 CC t/a SHARP-RITE | 115 | 0 | 0.9 | 2 | 2 | 0 | 0 | 6
CONT/0350/00960 | MLM 36V Power Supply Unit |  | 1 | 0 |  | 0 | 0 | 0.5 | 1 | 1 | 0 | 0 | 2
COUNCIL BILLINGG | February Council Billing |  | 12 | 11 | Stand 231 Alrode South CC | 1405.09 | 0 | 0.5 | 1 | 1 | 0 | 0 | 2
COUP SET | COUPLER SET CARLA | CONSUMABLES | 1 | 2 | MG AUTO PAINT (PTY) LTD | 86.96 | 0 | 0.5 | 2 | 1 | 0 | 0 | 5
CP77P-DESMBO-201-00-28 | VERSATEX WORK TROUSERS BOTTLE 28 |  | 1 | 1 | Workwear Depot (Pty)Ltd | 260 | 0 | 0.5 | 1 | 1 | 0 | 0 | 2
CP77P-DESMBO-201-00-32 | VERSATEX WORK TROUSERS BOTTLE 32 |  | 1 | 1 | Workwear Depot (Pty)Ltd | 260 | 0 | 0.5 | 1 | 1 | 0 | 0 | 2
CP77P-DESMBO-201-00-44 | VERSATEX WORK TROUSERS BOTTLE 44 |  | 1 | 2 | Workwear Depot (Pty)Ltd | 260 | 0 | 0.5 | 2 | 1 | 0 | 0 | 5
CP77P-DNM12-104-00-32 | DENIM WORK TROUSERS INDIGO 32 |  | 1 | 2 | Workwear Depot (Pty)Ltd | 372.2 | 0 | 0.5 | 2 | 1 | 0 | 0 | 5
CP77P-DNM12-104-00-38 | DENIM WORK TROUSERS INDIGO 38 | FM - UNIFORM | 1 | 2 | Workwear Depot (Pty)Ltd | 372.2 | 0 | 0.5 | 2 | 1 | 0 | 0 | 5
CPV | CPV2045/4T-IE3 |  | 1 | 0 |  | 0 | 0 | 0.5 | 1 | 1 | 0 | 0 | 2
CPV/ATEX | CPV/ATEX-160-4T/2D EX TB |  | 1 | 0 |  | 0 | 0 | 0.5 | 1 | 1 | 0 | 0 | 2
CRAD190 | CRAD 190 | FM - KAYITES | 6 | 4 | Kayites | 872.8 | 4 | 0.5 | 1 | 1 | 0 | 0 | 2
CRAD225 | CRAD 225 | FM - KAYITES | 1 | 0 | Kayites | 0 | 0 | 0.5 | 1 | 1 | 0 | 0 | 2
CRAD250 | CRAD 250 | FM - KAYITES | 1 | 0 | Kayites | 0 | 0 | 0.7 | 1 | 1 | 0 | 0 | 3
CRAD280 | CRAD 280 | FM - KAYITES | 1 | 0 | Kayites | 0 | 0 | 0.5 | 1 | 1 | 0 | 0 | 2
CRAD355 | CRAD 355 | FM - KAYITES | 1 | 0 |  | 0 | 0 | 0.5 | 1 | 1 | 0 | 0 | 2
CRAD400 | CRAD 400 | FM - KAYITES | 1 | 0 | Kayites | 0 | 0 | 0.5 | 1 | 1 | 0 | 0 | 2
CRAD450 | CRAD 450 | FM - KAYITES | 29 | 4 | Kayites | 4865.1 | 5 | 0.9 | 1 | 1 | 0 | 0 | 3
CRAD500 | CRAD 500 | FM - KAYITES | 1 | 0 | Kayites | 0 | 0 | 0.5 | 1 | 1 | 0 | 0 | 2
CRAD560 | CRAD 560 | FM - KAYITES | 1 | 0 |  | 0 | 0 | 0.5 | 1 | 1 | 0 | 0 | 2
CRADIK190 | CRADIK 190 | FM - KAYITES | 7 | 0 |  | 0 | 1 | 0.5 | 1 | 1 | 0 | 0 | 2
CRADIK225 | CRADIK 225 | FM - KAYITES | 1 | 0 |  | 0 | 0 | 0.5 | 1 | 1 | 0 | 0 | 2
CRADIK250 | CRADIK 250 | FM - KAYITES | 1 | 0 |  | 0 | 0 | 0.5 | 1 | 1 | 0 | 0 | 2
CRADIK280 | CRADIK 280 | FM - KAYITES | 1 | 0 |  | 0 | 0 | 0.5 | 1 | 1 | 0 | 0 | 2
CRADIK355 | CRADIK 355 | FM - KAYITES | 1 | 0 |  | 0 | 0 | 0.5 | 1 | 1 | 0 | 0 | 2
CRADIK400 | CRADIK 400 | FM - KAYITES | 1 | 0 |  | 0 | 0 | 0.5 | 1 | 1 | 0 | 0 | 2
CRADIK450 | CRADIK 450 | FM - KAYITES | 1 | 0 |  | 0 | 0 | 0.5 | 1 | 1 | 0 | 0 | 2
CRADIK500 | CRADIK 500 | FM - KAYITES | 1 | 0 |  | 0 | 0 | 0.5 | 1 | 1 | 0 | 0 | 2
CRADIK560 | CRADIK 560 | FM - KAYITES | 1 | 0 |  | 0 | 0 | 0.5 | 1 | 1 | 0 | 0 | 2
CSH1000x1.5 | Copper Sheet (2000x1000x1.5mm) |  | 11 | 2 | Gold Circle Metals | 11250 | 0 | 0.5 | 1 | 1 | 0 | 0 | 2
CT1.50X4BK | CABTYRE 1,5MM2 4 CORE BLACK |  | 1 | 100 | Alvern Cables (Pty) Ltd | 17.45 | 0 | 0.5 | 100 | 50 | 0 | 0 | 250
CT2.50X4BK | CABTYRE 2,5MM2 4 CORE - BLACK |  | 1 | 100 | Alvern Cables (Pty) Ltd | 27.96 | 0 | 0.5 | 100 | 50 | 0 | 0 | 250
CTA/01 | Attenuator 150x600mm |  | 1 | 0 |  | 0 | 2 | 0.5 | 2 | 1 | 0 | 0 | 5
CTA/02 | Attenuator 150x600mm |  | 1 | 0 |  | 0 | 1 | 0.5 | 1 | 1 | 0 | 0 | 2
CTF - 60 | c/w 1.8kW 4Pole 220v |  | 1 | 0 |  | 0 | 0 | 0.5 | 1 | 1 | 0 | 0 | 2
CTF - 80 | CTF-80 c/w 2.2kW 960rpm 220v |  | 1 | 0 |  | 0 | 0 | 0.5 | 1 | 1 | 0 | 0 | 2
CTF-40 | CTF-40 c/w 1.1kw 2990rpm 380V |  | 1 | 0 |  | 0 | 0 | 0.5 | 1 | 1 | 0 | 0 | 2
CTF-50 | c/w 1.1kW 4Pole 220v |  | 1 | 0 |  | 0 | 0 | 0.5 | 1 | 1 | 0 | 0 | 2
CTerm-Cap | Casing Terminal Cap | FM - DONKIN | 1 | 21 | GALVAGLOW (PTY) LTD | 0 | 0 | 0.5 | 21 | 10 | 0 | 0 | 52
CUB100 | CUB 100 | FM - KAYITES | 1 | 0 |  | 0 | 0 | 0.5 | 1 | 1 | 0 | 0 | 2
CUB125 | CUB 125 | FM - KAYITES | 1 | 0 |  | 0 | 0 | 0.5 | 1 | 1 | 0 | 0 | 2
CUB150 | CUB 150 | FM - KAYITES | 1 | 0 |  | 0 | 0 | 0.5 | 1 | 1 | 0 | 0 | 2
CUB160 | CUB 160 | FM - KAYITES | 1 | 0 |  | 0 | 0 | 0.5 | 1 | 1 | 0 | 0 | 2
CUB200 | CUB 200 | FM - KAYITES | 1 | 0 |  | 0 | 0 | 0.5 | 1 | 1 | 0 | 0 | 2
CUB250 | CUB 250 | FM - KAYITES | 1 | 0 |  | 0 | 0 | 0.5 | 1 | 1 | 0 | 0 | 2
CUB315 | CUB 315 | FM - KAYITES | 1 | 0 |  | 0 | 0 | 0.5 | 1 | 1 | 0 | 0 | 2
CUB355 | CUB 355 | FM - KAYITES | 21 | 0 |  | 0 | 1 | 0.5 | 1 | 1 | 0 | 0 | 2
CUB400 | CUB 400 | FM - KAYITES | 1 | 0 |  | 0 | 0 | 0.5 | 1 | 1 | 0 | 0 | 2
CUB450 | CUB 450 | FM - KAYITES | 1 | 0 |  | 0 | 0 | 0.5 | 1 | 1 | 0 | 0 | 2
CUB500 | CUB 500 | FM - KAYITES | 1 | 0 |  | 0 | 0 | 0.5 | 1 | 1 | 0 | 0 | 2
CUB560 | CUB 560 | FM - KAYITES | 1 | 0 |  | 0 | 0 | 0.5 | 1 | 1 | 0 | 0 | 2
CZ200C | Neoprene Clamp - 200mm |  | 1 | 0 |  | 0 | 0 | 0.5 | 1 | 1 | 0 | 0 | 2
CZ315C | Neoprene Clamp 315 |  | 1 | 0 |  | 0 | 8 | 0.5 | 8 | 4 | 0 | 0 | 20
Callout | Callout | FM - MACHINERY | 1 | 3 | Lime Laser service | 566.67 | 0 | 0.5 | 3 | 2 | 0 | 0 | 8
Centrifugal Fan | 280 CM BCC DIDW CENTRIFUGAL FAN |  | 1 | 0 |  | 0 | 1 | 0.5 | 1 | 1 | 0 | 0 | 2
Company Car | Mahindra 1.2T MX2 A/T |  | 1 | 2 | Egoli Auto (Pty) Ltd t/a Mahindra JHB South | 273229.14 | 0 | 0.5 | 2 | 1 | 0 | 0 | 5
Compile | Report |  | 1 | 8 | TDCM Engineering cc | 940.5 | 8 | 1.1 | 8 | 9 | 0 | 0 | 25
Control Panel | For 7-off Fans |  | 1 | 0 |  | 0 | 0 | 0.5 | 1 | 1 | 0 | 0 | 2
Copper Cut | Cut Sheet (2mx1mx1.5mm) to strips of 120mm on 2m lth | BENDING/CUTTING | 1 | 6 | Airtec Fans & Engineering | 62.5 | 0 | 0.6 | 6 | 4 | 0 | 0 | 16
Counter-Flanges | DDM 10/10 |  | 14 | 16 | Attenu-Tec HVAC Parts | 97 | 16 | 1.5 | 1.5 | 2 | 0 | 0 | 5
Crates | Wooden crates |  | 1 | 6 | Air Speration | 800 | 1 | 1.2 | 6 | 7 | 0 | 0 | 19
D) | Casings - 315mm Casing to Suit Above |  | 11 | 13 | CFW Fans (Pty) Ltd | 95.46 | 0 | 0.5 | 1.5 | 1 | 0 | 0 | 4
D100000 | UV250/1/6/F |  | 7 | 112 | Centrifab (Pty) Ltd | 3446.25 | 49 | 0.5 | 16 | 8 | 0 | 0 | 40
D100001 | CMP-1128-4T | FM - SODECA | 30 | 48 | Attenu-Tec | 163.13 | 34 | 0.5 | 2 | 1 | 0 | 0 | 5
D100002 | HAT-28-4M | FM - SODECA | 30 | 20 | CFW Fans (Pty) Ltd | 430.34 | 18 | 0.5 | 1 | 1 | 0 | 0 | 2
D100003 | HAT-35-4T | FM - SODECA | 30 | 17 | CFW Fans (Pty) Ltd | 250 | 19 | 0.5 | 1 | 1 | 0 | 0 | 2
D100004 | HAT-35-2M | FM - SODECA | 1 | 0 |  | 0 | 0 | 0.5 | 1 | 1 | 0 | 0 | 2
D100005 | CAM-550-2T 5.5 | FM - SODECA | 25 | 1 | Luft Industries Natal (Pty) Ltd | 2681.25 | 202 | 0.8 | 8.5 | 7 | 0 | 0 | 24
D100006 | HJBM PLUS 45 - T4 0.55KW | FM - SODECA | 25 | 0 |  | 0 | 200 | 0.5 | 8 | 4 | 0 | 0 | 20
D100007 | HJBM 40 M4 0.25 | FM - SODECA | 25 | 0 |  | 0 | 130 | 0.5 | 5.5 | 3 | 0 | 0 | 14
D100008 | HJBM 50 T4 0.55 | FM - SODECA | 25 | 0 |  | 0 | 1 | 0.5 | 1 | 1 | 0 | 0 | 2
D100009 | CA/LINE 355 220-240V | FM - SODECA | 26 | 0 |  | 0 | 31 | 0.5 | 1.5 | 1 | 0 | 0 | 4
D100010 | VKAP 100 LD 3.0 | FM - SODECA | 24 | 1 | Luft Industries Natal (Pty) Ltd | 2428.5 | 2 | 0.5 | 1 | 1 | 0 | 0 | 2
D100011 | SV-150-H | FM - SODECA | 22 | 7 | Luft Industries Natal (Pty) Ltd | 1462.71 | 1 | 0.5 | 1 | 1 | 0 | 0 | 2
D100012 | HAT-24-4M | FM - SODECA | 22 | 2 | Luft Industries Natal (Pty) Ltd | 1240 | 0 | 0.5 | 1 | 1 | 0 | 0 | 2
D100013 | CA-LINE-12 | FM - SODECA | 21 | 4 | Luft Industries Natal (Pty) Ltd | 1413.75 | 0 | 0.7 | 1 | 1 | 0 | 0 | 3
D100014 | CA-LINE-15 | FM - SODECA | 22 | 5 | Wide Range Engineering (Pty) Ltd | 2838.9 | 0 | 0.5 | 1 | 1 | 0 | 0 | 2
D100015 | CA-LINE-20 | FM - SODECA | 24 | 3 | Wide Range Engineering (Pty) Ltd | 2523.07 | 1 | 0.5 | 1 | 1 | 0 | 0 | 2
D100016 | NEOSILENT 200 | FM - SODECA | 24 | 7 | Luft Industries Natal (Pty) Ltd | 2681.07 | 1 | 0.5 | 1 | 1 | 0 | 0 | 2
D100017 | NEOSILENT 150 | FM - SODECA | 22 | 1 | Luft Industries Natal (Pty) Ltd | 930 | 0 | 0.5 | 1 | 1 | 0 | 0 | 2
D100018 | CA-160-2T-2 | FM - SODECA | 21 | 21 | Luft Industries Natal (Pty) Ltd | 338.39 | 1 | 0.5 | 1 | 1 | 0 | 0 | 2
D100019 | BD 9/9 - M4 0.35KW 230V - 500HZ STC | FM - NICOTRA | 20 | 3 | Luft Industries Natal (Pty) Ltd | 906.86 | 2 | 0.5 | 1 | 1 | 0 | 0 | 2
D100020 | DDM 9/9 6P | FM - NICOTRA | 18 | 5 | Attenu-Tec | 10531 | 4 | 0.7 | 1 | 1 | 0 | 0 | 3
D100021 | DDM 10/8 245W 230V 6P 6M0648 | FM - NICOTRA | 21 | 0 |  | 0 | 1 | 0.5 | 1 | 1 | 0 | 0 | 2
D100022 | DDM 10/8 600KW 6N 0220/01 | FM - NICOTRA | 1 | 0 |  | 0 | 0 | 0.5 | 1 | 1 | 0 | 0 | 2
D100023 | BD 12/12 T6 1.1KW 230V/400 50HZ LPC | FM - NICOTRA | 5 | 0 |  | 0 | 9 | 0.5 | 2 | 1 | 0 | 0 | 5
D100024 | BD 12/9 M6 0.76KW 230V/58HZ STC | FM - NICOTRA | 1 | 0 |  | 0 | 0 | 0.5 | 1 | 1 | 0 | 0 | 2
D100026 | MBP 35 2.2KW 380V | FM - NICOTRA | 1 | 0 |  | 0 | 0 | 0.5 | 1 | 1 | 0 | 0 | 2
D100027 | CDC 125A | FM - OSTBERG | 1 | 0 |  | 0 | 0 | 0.5 | 1 | 1 | 0 | 0 | 2
D100028 | CDC 150B | FM - OSTBERG | 1 | 0 |  | 0 | 0 | 0.5 | 1 | 1 | 0 | 0 | 2
D100030 | SCLK03 MS-055-3 | FM - FPZ | 1 | 0 |  | 0 | 0 | 0.5 | 1 | 1 | 0 | 0 | 2
D100031 | SCLK08 R-MD-75KW | FM - FPZ | 1 | 0 |  | 0 | 0 | 0.5 | 1 | 1 | 0 | 0 | 2
D100032 | FPZ FLEXIBLE SLEEVE | FM - FPZ | 1 | 0 |  | 0 | 0 | 0.5 | 1 | 1 | 0 | 0 | 2
D100033 | 25 FA 5 | FM - FPZ | 1 | 0 |  | 0 | 0 | 0.5 | 1 | 1 | 0 | 0 | 2
D100034 | 25 FA 6 | FM - FPZ | 1 | 0 |  | 0 | 0 | 0.5 | 1 | 1 | 0 | 0 | 2
D100035 | 25 FA 8 | FM - FPZ | 1 | 0 |  | 0 | 0 | 0.5 | 1 | 1 | 0 | 0 | 2
D100036 | 25 FLS | FM - FPZ | 1 | 0 |  | 0 | 0 | 0.5 | 1 | 1 | 0 | 0 | 2
D100037 | 25 FL5 | FM - FPZ | 1 | 0 |  | 0 | 0 | 0.5 | 1 | 1 | 0 | 0 | 2
D100038 | 25 FL6 | FM - FPZ | 1 | 0 |  | 0 | 0 | 0.5 | 1 | 1 | 0 | 0 | 2
D100039 | CONTROL UNIT | FM - FPZ | 30 | 456.9 | Attenu-Tec | 2827.17 | 310 | 0.8 | 15.5 | 12 | 0 | 0 | 43
D100039 - D31689 | 500 Impeller |  | 1 | 0 |  | 1691.38 | 0 | 0.5 | 1 | 1 | 0 | 0 | 2
D100039 - D31713 | 560 Impeller |  | 1 | 0 |  | 1816.67 | 0 | 0.5 | 1 | 1 | 0 | 0 | 2
D100040 | PS-1-300 SPEED CONTROL | FM - DONKIN | 1 | 0 |  | 0 | 0 | 0.5 | 1 | 1 | 0 | 0 | 2
D100041 | RS-4-O-PS SPEED CONTROL | FM - DONKIN | 1 | 0 |  | 0 | 0 | 0.5 | 1 | 1 | 0 | 0 | 2
D100042 | RS-3-0-TA SPEED CONTROL | FM - DONKIN | 1 | 0 |  | 0 | 0 | 0.5 | 1 | 1 | 0 | 0 | 2
D100043 | R-1/010 SPEED CONTROL | FM - DONKIN | 1 | 0 |  | 0 | 0 | 0.5 | 1 | 1 | 0 | 0 | 2
D100044 | MKM 3 MOUNTING BOX | FM - DONKIN | 1 | 0 |  | 0 | 0 | 0.5 | 1 | 1 | 0 | 0 | 2
D100045 | MKV 2 MOUNTING BOX | FM - DONKIN | 1 | 0 |  | 0 | 0 | 0.5 | 1 | 1 | 0 | 0 | 2
D100046 | Q150 QUIET LINE | FM - DONKIN | 1 | 0 |  | 0 | 0 | 0.5 | 1 | 1 | 0 | 0 | 2
D100047 | R510.0TA SPEED CONTROL | FM - DONKIN | 1 | 0 |  | 0 | 0 | 0.5 | 1 | 1 | 0 | 0 | 2
D100048 | R55.0 SPEED CONTROL | FM - DONKIN | 1 | 0 |  | 0 | 0 | 0.5 | 1 | 1 | 0 | 0 | 2
D100049 | TM-1.5N SENSOR | FM - DONKIN | 1 | 0 |  | 0 | 0 | 0.5 | 1 | 1 | 0 | 0 | 2
D100050 | P2-10 SPEED CONTROL | FM - DONKIN | 1 | 0 |  | 0 | 0 | 0.5 | 1 | 1 | 0 | 0 | 2
D100051 | VFED-400-TA SPEED CONTROL | FM - DONKIN | 1 | 0 |  | 0 | 0 | 0.5 | 1 | 1 | 0 | 0 | 2
D100052 | CHANNEL FILTERS | FM - DONKIN | 1 | 0 |  | 0 | 0 | 0.5 | 1 | 1 | 0 | 0 | 2
D100053 | PRESSURE VALVES | FM - DONKIN | 1 | 0 |  | 0 | 0 | 0.5 | 1 | 1 | 0 | 0 | 2
D100054 | PRESSURE VALVES | FM - DONKIN | 1 | 0 |  | 0 | 0 | 0.5 | 1 | 1 | 0 | 0 | 2
D100055 | RELIEF VALVES | FM - DONKIN | 1 | 0 |  | 0 | 0 | 0.5 | 1 | 1 | 0 | 0 | 2
D100056 | KSB 200 BOX FAN | FM - DONKIN | 13 | 0 |  | 0 | 14 | 0.5 | 1.5 | 1 | 0 | 0 | 4
D100057 | KSB 150 BOX FAN | FM - DONKIN | 1 | 0 |  | 0 | 0 | 0.5 | 1 | 1 | 0 | 0 | 2
D100058 | KSB 250 BOX FAN | FM - DONKIN | 2 | 0 |  | 0 | 2 | 0.5 | 1 | 1 | 0 | 0 | 2
D100059 | TT SILENT M250 | FM - DONKIN | 2 | 0 |  | 0 | 4 | 0.5 | 2 | 1 | 0 | 0 | 5
D100060 | TT SILENT M125 | FM - DONKIN | 1 | 0 |  | 0 | 0 | 0.5 | 1 | 1 | 0 | 0 | 2
D100061 | VKV4E450 ROOF FAN | FM - DONKIN | 1 | 0 |  | 0 | 0 | 0.5 | 1 | 1 | 0 | 0 | 2
D100062 | VKV4E355 ROOF FAN | FM - DONKIN | 1 | 0 |  | 0 | 0 | 0.5 | 1 | 1 | 0 | 0 | 2
D100063 | TT SILENT - M-100 | FM - DONKIN | 1 | 0 |  | 0 | 0 | 0.5 | 1 | 1 | 0 | 0 | 2
D100064 | TT PRO 100 | FM - DONKIN | 1 | 0 |  | 0 | 0 | 0.5 | 1 | 1 | 0 | 0 | 2
D100065 | TT PRO 125 | FM - DONKIN | 1 | 0 |  | 0 | 0 | 0.5 | 1 | 1 | 0 | 0 | 2
D100066 | TT PRO 150 | FM - DONKIN | 1 | 0 |  | 0 | 0 | 0.5 | 1 | 1 | 0 | 0 | 2
D100067 | TT PRO 160 | FM - DONKIN | 1 | 0 |  | 0 | 0 | 0.5 | 1 | 1 | 0 | 0 | 2
D100068 | TT PRO 200 | FM - DONKIN | 1 | 0 |  | 0 | 0 | 0.5 | 1 | 1 | 0 | 0 | 2
D100069 | VP 150K | FM - DONKIN | 1 | 0 |  | 0 | 0 | 0.5 | 1 | 1 | 0 | 0 | 2
D100070 | VP 100K | FM - DONKIN | 1 | 0 |  | 0 | 0 | 0.5 | 1 | 1 | 0 | 0 | 2
D100071 | VP 125K | FM - DONKIN | 1 | 0 |  | 0 | 0 | 0.5 | 1 | 1 | 0 | 0 | 2
D100072 | MOTOR | FM - VORTICE | 1 | 0 |  | 0 | 0 | 0.5 | 1 | 1 | 0 | 0 | 2
D100073 | CE250BB |  | 26 | 0 |  | 0 | 33 | 0.5 | 1.5 | 1 | 0 | 0 | 4
D100074 | RM 220/1/50 Speed Controller |  | 1 | 0 |  | 0 | 0 | 0.5 | 1 | 1 | 0 | 0 | 2
D10075 | Lineo 125 Kit |  | 1 | 0 |  | 0 | 3 | 0.5 | 3 | 2 | 0 | 0 | 8
D4E180 | CA02-02 50/60Hz 230V |  | 1 | 1 | Ebmpapst | 6032.72 | 1 | 0.5 | 1 | 1 | 0 | 0 | 2
DAXIS200 | DAXIS 200 | FM - KAYITES | 1 | 0 |  | 0 | 0 | 0.5 | 1 | 1 | 0 | 0 | 2
DAXIS250 | DAXIS 250 | FM - KAYITES | 1 | 0 |  | 0 | 0 | 0.5 | 1 | 1 | 0 | 0 | 2
DAXIS300 | DAXIS 300 | FM - KAYITES | 1 | 0 |  | 0 | 0 | 0.5 | 1 | 1 | 0 | 0 | 2
DAXIS350 | DAXIS 350 | FM - KAYITES | 1 | 0 |  | 0 | 0 | 0.5 | 1 | 1 | 0 | 0 | 2
DD250 | CMVpro DD250-250P4 PPs LG 0 Fan, 380 Volt, 1.5 kW IE1 Standard Efficiency Motor @ 1400 rpm |  | 1 | 0 |  | 0 | 0 | 0.5 | 1 | 1 | 0 | 0 | 2
DD315 | CMVpro DD315-315P4 PPs LG 0 Fan, 380 Volt, 2,2 kW IE1 Standard Efficiency Motor @ 1400 rpm |  | 1 | 0 |  | 0 | 0 | 0.5 | 1 | 1 | 0 | 0 | 2
DD400 | CMVeco DD400-400P4 PPs LG 0 Fan, 380 Volt, 5,5 kW IE1 Standard Efficiency Motor @ 1400 rpm |  | 1 | 0 |  | 0 | 0 | 0.5 | 1 | 1 | 0 | 0 | 2
DMP | VCDQK - VC DAMPER WITH QUADRANT KIT 150*150 |  | 1 | 130 | Advantage Air Africa Pty Ltd | 0 | 0 | 0.5 | 130 | 65 | 0 | 0 | 325
DMP - VCDQK | VC DAMPER WITH QUADRANT KIT 150*150 |  | 1 | 0 |  | 375.22 | 0 | 0.5 | 1 | 1 | 0 | 0 | 2
DPF95%/600/600/300 | DISPOSABLE POCKET FILTER 95% |  | 1 | 0 |  | 0 | 0 | 0.5 | 1 | 1 | 0 | 0 | 2
DPF95%/600/600/600 | DISPOSABLE POCKET FILTER 95% |  | 1 | 0 |  | 0 | 0 | 0.5 | 1 | 1 | 0 | 0 | 2
DPF95%/CUSTOM | DISPOSABLE POCKET FILTER 95% 600MM X 270MM X 300MM |  | 1 | 0 |  | 0 | 0 | 0.5 | 1 | 1 | 0 | 0 | 2
DPF95%/CUSTOM. | DISPOSABLE POCKET FILTER 95% 600MM X 270MM X 600MM |  | 1 | 0 |  | 0 | 0 | 0.5 | 1 | 1 | 0 | 0 | 2
DREC450 | DREC 450 | FM - KAYITES | 1 | 0 |  | 0 | 0 | 0.5 | 1 | 1 | 0 | 0 | 2
DRG4030 | DOOR GRILLE 400/300 NS NA |  | 1 | 0 |  | 0 | 0 | 0.5 | 1 | 1 | 0 | 0 | 2
DRG4040 | DOOR GRILLE 400/400 NS NA |  | 1 | 0 |  | 0 | 0 | 0.5 | 1 | 1 | 0 | 0 | 2
DRILL BIT | 3MM - Drill bit 3mm HSS |  | 1 | 43 | SPARES 2000 CC t/a SHARP-RITE | 0 | 0 | 0.5 | 43 | 22 | 0 | 0 | 108
DRILL BIT - 3MM | Drill bit 3mm HSS | CONSUMABLES | 1 | 0 |  | 6.6 | 0 | 0.5 | 1 | 1 | 0 | 0 | 2
DRILL BIT - 4MM | Drill bit 4mm HSS | CONSUMABLES | 1 | 0 |  | 10.4 | 0 | 0.5 | 1 | 1 | 0 | 0 | 2
DRILL BIT - 5MM | Drill bit 5mm HSS | CONSUMABLES | 1 | 0 |  | 13.36 | 0 | 0.5 | 1 | 1 | 0 | 0 | 2
DRILL BIT - 6MM | Drill bit 6mm HSS | CONSUMABLES | 1 | 0 |  | 21.44 | 0 | 0.5 | 1 | 1 | 0 | 0 | 2
DRILL BIT - SET (5pc) | DRILL SET HSS (2.3.4.5.6) 5PC | CONSUMABLES | 1 | 0 |  | 27.65 | 0 | 0.5 | 1 | 1 | 0 | 0 | 2
DTG/01 | DRG 300x150 Mill c/w Powder Coating |  | 1 | 0 |  | 0 | 6 | 0.5 | 6 | 3 | 0 | 0 | 15
Delivery | - Delivery |  | 30 | 18 | D3 Express (PTY) Ltd | 0 | 38 | 0.5 | 1.5 | 1 | 0 | 0 | 4
Delivery - | Delivery |  | 1 | 0 |  | 7831.76 | 0 | 0.5 | 1 | 1 | 0 | 0 | 2
Disc Valve | 100 Diam | Accessories | 1 | 0 |  | 0 | 18 | 0.5 | 18 | 9 | 0 | 0 | 45
Duct | 10 Meter Spiral Flexible Ducting |  | 31 | 1 | AF Fans CC | 169.4 | 7 | 0.5 | 1 | 1 | 0 | 0 | 2
E) | Brackets - sets motor mounting brackets (threaded rod) |  | 1 | 3 | CFW Fans (Pty) Ltd | 172 | 0 | 0.8 | 3 | 2 | 0 | 0 | 8
E01-FAN1 | Torrette TR-A 450 T4 2.2KW ATEX ZONE 1 - Explosion Proof Roof Top Exhaust Fan |  | 1 | 0 |  | 0 | 2 | 0.5 | 2 | 1 | 0 | 0 | 5
E01-FAN2 | TORRETTE TR-A 355 T4 0.55KW ATEX Zone 1 - Explosion Proof Roof Top Exhaust Fan |  | 1 | 0 |  | 0 | 2 | 0.5 | 2 | 1 | 0 | 0 | 5
E01-FAN3 | ENKEL QBK 190 EC - Cassette Type Exhaust Fan |  | 1 | 0 |  | 0 | 1 | 0.5 | 1 | 1 | 0 | 0 | 2
E01-FAN4 | CA 150 MD E RF - Roof Top Exhaust Fan |  | 1 | 0 |  | 0 | 2 | 0.5 | 2 | 1 | 0 | 0 | 5
E01-FAN5 | A-E 354 T - Wall Mounted Exhaust Fan |  | 1 | 0 |  | 0 | 1 | 0.5 | 1 | 1 | 0 | 0 | 2
E01-FAN6 | A-E 304 T - Wall Mounted Exhaust Fan |  | 1 | 0 |  | 0 | 1 | 0.5 | 1 | 1 | 0 | 0 | 2
E07TD GOR X M.E | 7.5-9 KW SIZE 132- B5 |  | 1 | 0 |  | 0 | 0 | 0.5 | 1 | 1 | 0 | 0 | 2
E09TD GOR X M.E | 18.5-22kw Size 160-B5 |  | 1 | 0 |  | 0 | 0 | 0.5 | 1 | 1 | 0 | 0 | 2
E1006999 | BD-140 / INOX 316 - Inlet Transition |  | 1 | 2 | SODECA | 793.07 | 2 | 2.2 | 2 | 4 | 0 | 0 | 8
E1007790 | CHT-630-6T/ATEX/2D Ex tb 230/400V. |  | 1 | 0 |  | 0 | 0 | 0.5 | 1 | 1 | 0 | 0 | 2
E1010596 | CAS 254 - 2T - 3 c/w 2.2kw 2Pole 220V-3Ph Motor |  | 1 | 0 |  | 0 | 0 | 0.5 | 1 | 1 | 0 | 0 | 2
E1012489 | CMP-514-2T UL/CSA 480V. 60Hz |  | 1 | 2 | SODECA | 14037.31 | 2 | 2.2 | 2 | 4 | 0 | 0 | 8
E1029657 | CMR/R-1240-4T/ATEX/2G/D EX DB TB/INOX-316 T1 for 250 degree Celsius | Sodeca | 1 | 0 |  | 0 | 0 | 0.5 | 1 | 1 | 0 | 0 | 2
E1098100 | CMRS-710-4T-20/ALL |  | 1 | 0 |  | 0 | 0 | 0.5 | 1 | 1 | 0 | 0 | 2
E1098105 | CMRS-800-6T-7.5/ALL |  | 1 | 0 |  | 0 | 0 | 0.5 | 1 | 1 | 0 | 0 | 2
E1122845 | THT/CL-125-6/12T/9-10-F-400 400V. |  | 1 | 0 |  | 0 | 0 | 0.5 | 1 | 1 | 0 | 0 | 2
E1283492 | CAAE-900/A-2T-15 400/690V 50HZ IE3 RD90 | Sodeca | 1 | 0 |  | 0 | 0 | 0.5 | 1 | 1 | 0 | 0 | 2
E1350433 | HCT/EC-45-2T-2 400V. 50/60Hz. IE5 |  | 1 | 1 | SODECA | 20527.39 | 0 | 0.9 | 1 | 1 | 0 | 0 | 3
E1500271 | CASB-X-900-125-2130RPM | Sodeca | 1 | 0 |  | 0 | 0 | 0.5 | 1 | 1 | 0 | 0 | 2
EAF 06 | 3040 l/s @ 300Pa |  | 1 | 0 |  | 0 | 0 | 0.5 | 1 | 1 | 0 | 0 | 2
EAF 06. | 3040 l/s @ 300Pa (Set 710 Blades to 20 Degree) |  | 1 | 0 |  | 0 | 1 | 0.5 | 1 | 1 | 0 | 0 | 2
ECO100220 | Bubble Wrap - 1250mm x 100mm |  | 1 | 4 | Econopak CC | 291.06 | 0 | 0.5 | 4 | 2 | 0 | 0 | 10
EG/01 | Disc Valve |  | 1 | 0 |  | 0 | 40 | 0.5 | 40 | 20 | 0 | 0 | 100
EG/02 | 4 way Ceiling Diffuser |  | 1 | 0 |  | 0 | 1 | 0.5 | 1 | 1 | 0 | 0 | 2
EML2303033 | 5.5kw 4P 400V/690V B3T 132S IE1 Motor |  | 3 | 2 | WEG South Africa | 4555.65 | 0 | 0.7 | 1 | 1 | 0 | 0 | 3
ENGINE-001 | Engineering Services - 3D Scanning, Modelling of a Fan Blade and Hub | FM - FAN BLADE MODELLING | 1 | 0.5 | Holt Consulting Engineers | 44769 | 0 | 0.5 | 1 | 1 | 0 | 0 | 2
ESD-220V | Smoke Damper & 220v Actuator |  | 1 | 0 |  | 0 | 0 | 0.5 | 1 | 1 | 0 | 0 | 2
ESD-24V | Smoke Damper & 24v Actuator |  | 1 | 0 |  | 0 | 0 | 0.5 | 1 | 1 | 0 | 0 | 2
EUA1152MM | Eurotherm A1 152mm - 10M |  | 1 | 24 | HVAC DISTRIBUTORS (PTY) LTD | 305 | 0 | 0.5 | 24 | 12 | 0 | 0 | 60
EVC-JH168 | Evaporative Air Cooler: 220V, 380W, 3 Speed, 8000m3/hr, 80Pa |  | 1 | 4 | AF Fans CC | 9480 | 0 | 0.5 | 4 | 2 | 0 | 0 | 10
EVM100 | 100MM METAL EXTRACT VALVE |  | 1 | 18 | Advantage Air Africa Pty Ltd | 75.6 | 0 | 1.6 | 18 | 29 | 0 | 0 | 65
EVM200 | 200MM METAL EXTRACT VALVE |  | 1 | 0 |  | 0 | 0 | 0.5 | 1 | 1 | 0 | 0 | 2
EXD-2.2-2-4-B3 | 2.2KW 2P 230/400V B3 EXD IE2 FS90L | MOTORS | 1 | 1 | Shaka Machinery (Pty) Ltd | 7175 | 0 | 0.5 | 1 | 1 | 0 | 0 | 2
EXD-D90B5 | EXD D90B5 CAST IRON FLANGE | MOTOR FLANGE | 1 | 1 | Shaka Machinery (Pty) Ltd | 0 | 0 | 0.5 | 1 | 1 | 0 | 0 | 2
Electric Motor | 5.5 kW 4 Pole 380 V (Foot Mount) Standard Motor |  | 1 | 0 |  | 0 | 0 | 0.5 | 1 | 1 | 0 | 0 | 2
Evaporative Air Cooler | 380W, 230V, 800m3/hr, 75lt - 3 Speed |  | 1 | 0 |  | 0 | 4 | 0.5 | 4 | 2 | 0 | 0 | 10
F) | Brackets - set motor mounting bracket (threaded rod) |  | 1 | 1 | CFW Fans (Pty) Ltd | 172 | 0 | 0.8 | 1 | 1 | 0 | 0 | 3
F6942 Filter | Donkin Fan Filter F6942 Set | FM - DONKIN | 1 | 0 |  | 0 | 2 | 0.5 | 2 | 1 | 0 | 0 | 5
FA 400 | FAC 400/3/4 |  | 1 | 0 |  | 0 | 0 | 0.5 | 1 | 1 | 0 | 0 | 2
FA6 | FA6 |  | 1 | 0 |  | 0 | 0 | 0.5 | 1 | 1 | 0 | 0 | 2
FA8 | FA8 |  | 1 | 0 |  | 0 | 0 | 0.5 | 1 | 1 | 0 | 0 | 2
FAN QCP | Data Book |  | 1 | 0 |  | 0 | 1 | 0.5 | 1 | 1 | 0 | 0 | 2
FB | Filter box, wall sleeve and flashing |  | 1 | 3 | Intervent-Universal (Pty) Ltd | 785 | 0 | 0.9 | 3 | 3 | 0 | 0 | 9
FBar-50x8mm-6M | Flat Bar CQ 50x8mm 6M |  | 1 | 2 | NJR STEEL - ALRODE (PTY) LTD | 276.43 | 0 | 0.5 | 2 | 1 | 0 | 0 | 5
FCC 21/1 | c/w 0.55 kW 6 Pole 380 V Motor |  | 1 | 0 |  | 0 | 0 | 0.5 | 1 | 1 | 0 | 0 | 2
FD40 | Floor Fan |  | 1 | 0 |  | 0 | 0 | 0.5 | 1 | 1 | 0 | 0 | 2
FILTERSS | RIGID POC FILTERS |  | 1 | 0 |  | 0 | 1 | 0.5 | 1 | 1 | 0 | 0 | 2
FL4 | FL4 - 1' 1/4 | FM - FPZ | 48 | 0 |  | 0 | 9 | 0.5 | 1 | 1 | 0 | 0 | 2
FL5 | FL5 - 1' 1/2 | FM - FPZ | 22 | 0 |  | 0 | 2 | 0.5 | 1 | 1 | 0 | 0 | 2
FL6 | FL6 - 2' | FM - FPZ | 41 | 42 | Effepizeta | 785.39 | 28 | 2 | 1.5 | 3 | 0 | 0 | 6
FL8 | FL8 - 3' | FM - FPZ | 45 | 36 | Effepizeta | 1114.09 | 25 | 1.7 | 1 | 2 | 0 | 0 | 4
FL9 | FL9 - 4 Intake Filter | FM - FPZ | 33 | 22 | Effepizeta | 1147.25 | 2 | 1.5 | 1 | 2 | 0 | 0 | 4
FLAT WASHER | M6 ZB - M6 (6.4 X12X1.6) FLAT WASHER DIN 125A ZINC BLUE |  | 21 | 5700 | M&D SPECIALISED FASTENERS (PTY) LTD | 0 | 0 | 0.5 | 271.5 | 136 | 0 | 0 | 679
FLAT WASHER - M6 ZB | M6 (6.4 X12X1.6) FLAT WASHER DIN 125A ZINC BLUE | FASTENERS | 1 | 0 |  | 0.09 | 0 | 0.5 | 1 | 1 | 0 | 0 | 2
FLEX-W/FRAME (2mx3m) | H=2m x W=3m, Galv Steel Frame (25x25 square tube) | FM - FABRICATION | 1 | 3 | Fischli + Fuhrmann | 1680 | 0 | 0.5 | 3 | 2 | 0 | 0 | 8
FM | 004 - 2940 rpm SANS 60079-15 |  | 32 | 152 | Rhenus Logistics (Pty) Ltd | 0 | 2 | 1 | 5 | 5 | 0 | 0 | 15
FM - 004 | 2940 rpm SANS 60079-15 |  | 1 | 0 |  | 3965.08 | 0 | 0.5 | 1 | 1 | 0 | 0 | 2
FM - EXPORT | GOODS DELIVERED |  | 1 | 0 |  | 49865.97 | 0 | 0.5 | 1 | 1 | 0 | 0 | 2
FM - IMPORTS | STOCK RECEIVED |  | 1 | 0 |  | 45859.31 | 0 | 0.5 | 1 | 1 | 0 | 0 | 2
FM - IMPORTS VAT | IMPORT OUTPUT VAT |  | 1 | 0 |  | 62457.77 | 0 | 0.5 | 1 | 1 | 0 | 0 | 2
FM - Inspection | Charges SGS |  | 1 | 0 |  | 0 | 0 | 0.5 | 1 | 1 | 0 | 0 | 2
FM - PRINTER | PRINTER COPIES |  | 1 | 0 |  | 1761.17 | 0 | 0.5 | 1 | 1 | 0 | 0 | 2
FM- 003 | 7.5kW Stator Rewind to 525V |  | 1 | 2 | Luck and King | 5122.46 | 0 | 1.6 | 2 | 3 | 0 | 0 | 7
FMX5000302 | Fumax 500.20.C.8.300.2.3 c/w 3 kW 2 Pole 380V |  | 1 | 0 |  | 0 | 0 | 0.5 | 1 | 1 | 0 | 0 | 2
FMX900 | Fumax 900 |  | 1 | 0 |  | 0 | 0 | 0.5 | 1 | 1 | 0 | 0 | 2
FR500A-4T-4.0G/5.5P-H | 4.0KW 380V 9.5A |  | 1 | 1 | Drive Dynamics (Pty) Ltd | 4900 | 0 | 0.5 | 1 | 1 | 0 | 0 | 2
FRK-25 | DUCT WRAP 10m X 1200 X 25 X 23 FRK (silver) |  | 1 | 3 | Advantage Air Africa Pty Ltd | 645 | 0 | 0.5 | 3 | 2 | 0 | 0 | 8
FS C.25A | Fan Speed Controller |  | 17 | 0 |  | 0 | 73 | 0.5 | 4.5 | 2 | 0 | 0 | 11
FT4001502 | Funmax 400 15.D.8 c/w 1.5kw 2P 380 V Motor | FM - DONKIN | 1 | 0 |  | 0 | 1 | 0.5 | 1 | 1 | 0 | 0 | 2
FT7101104 | Funmax 710 20.D.8 c/w 1.1kw 4P 380 V Motor | FM - DONKIN | 9 | 8 | Centrifab (Pty) Ltd | 13600 | 2 | 1.8 | 1 | 2 | 0 | 0 | 4
FT8003004 | Fumax 800.32.E.8.300.4.3 c/w 3 kW 4 Pole 380V |  | 11 | 4 | Centrifab (Pty) Ltd | 22673.9 | 3 | 0.9 | 1 | 1 | 0 | 0 | 3
FUMAX | FUMAX 1000.32.F.8 c/w 15KW 4P 380V |  | 1 | 0 |  | 0 | 0 | 0.5 | 1 | 1 | 0 | 0 | 2
FUMAX 500 | FUMAX 500.20.C.8 c/w 0.37KW 4P 380V |  | 1 | 0 |  | 0 | 0 | 0.5 | 1 | 1 | 0 | 0 | 2
FUMAX105X105 | UV print onto alu plates (105mm x105mm) block cut |  | 1 | 50 | HC Soekoe CC | 8.04 | 0 | 0.5 | 50 | 25 | 0 | 0 | 125
FUMAX40X65 | UV print onto alu plates (40mm x65mm) block cut |  | 1 | 50 | HC Soekoe CC | 4.77 | 0 | 0.5 | 50 | 25 | 0 | 0 | 125
FUMAX630 | Fumax 630.20.D.8 c/w 1.5 kw 4P 380V |  | 1 | 0 |  | 0 | 0 | 0.5 | 1 | 1 | 0 | 0 | 2
FUMAX710 | Fumax 710.20.D c/w 3kw 4P 380V |  | 1 | 0 |  | 0 | 0 | 0.5 | 1 | 1 | 0 | 0 | 2
FUMAX900 | Fumax 900.32.4.E.4 c/w5.5kw 4P 380V |  | 1 | 0 |  | 0 | 0 | 0.5 | 1 | 1 | 0 | 0 | 2
Fan Redusor | Fan Size to 260 X 260 mm |  | 1 | 0 |  | 0 | 0 | 0.5 | 1 | 1 | 0 | 0 | 2
Fan Screen | 500mm Dia |  | 6 | 0 |  | 0 | 3 | 0.5 | 1 | 1 | 0 | 0 | 2
Fan Testing | Service Engineer x1 |  | 1 | 8 | TDCM Engineering cc | 940.5 | 8 | 1.1 | 8 | 9 | 0 | 0 | 25
Fiber Laser | Mini Desktop Fibre Laser - Mini Desktop Fibre Laser Marking Machine |  | 1 | 0 | Tech Up 3D | 35999 | 0 | 0.5 | 1 | 1 | 0 | 0 | 2
Flat Washer M6x20x2 | M6x20x2 - Flat Washer Zinc Blue | FASTENERS | 7 | 1600 | M&D SPECIALISED FASTENERS (PTY) LTD | 0.3 | 0 | 0.5 | 229 | 114 | 0 | 0 | 572
Fuel Surcharge | Fuel Surcharge | FREIGHT | 1 | 1 | Rhenus Logistics (Pty) Ltd | 81.45 | 0 | 1.8 | 1 | 2 | 0 | 0 | 4
Fumax 1000.32.F.8.1100.4.3 | c/w 11 kW 4 Pole 380 V Motor |  | 1 | 0 |  | 0 | 14 | 0.5 | 14 | 7 | 0 | 0 | 35
Fumax 1000.32.F.8.1500.4.3 | c/w 15 kW 4 Pole 380 V Motor |  | 1 | 0 |  | 0 | 0 | 0.5 | 1 | 1 | 0 | 0 | 2
Fumax 1000.32.F.8.1850.4.3 | c/w 18.5 kW 4 Pole 400 V Motor |  | 29 | 3 | Air Speration | 48642 | 7 | 1.5 | 1 | 2 | 0 | 0 | 4
Fumax 10007504 | 1000 32.F.8 c/w 7.5kW 4 Pole 380V |  | 1 | 12 | Centrifab (Pty) Ltd | 26488.91 | 0 | 1.2 | 12 | 14 | 0 | 0 | 38
Fumax 1250 50.H.6 | 5.5kW 4Pole 380V |  | 1 | 0 |  | 0 | 0 | 0.5 | 1 | 1 | 0 | 0 | 2
Fumax 500 20.C.8 | c/w 2.2kW 4 Pole 380 V |  | 1 | 0 |  | 0 | 0 | 0.5 | 1 | 1 | 0 | 0 | 2
Fumax 560 | Fumax 560.20.D.8 C/W 3KW 2P 380V |  | 1 | 1 | Centrifab (Pty) Ltd | 14394 | 1 | 1.1 | 1 | 1 | 0 | 0 | 3
Fumax 630 | Fumax 630 |  | 9 | 8 | Centrifab (Pty) Ltd | 9248 | 11 | 0.8 | 1.5 | 1 | 0 | 0 | 4
Fumax 6300754 | 630 20.D.8 c/w 0.75 kW 4 Pole 380V |  | 1 | 0 |  | 0 | 0 | 0.5 | 1 | 1 | 0 | 0 | 2
Fumax 710.20.D.8.0220.4.3 | c/w 2.2 kW 4 Pole 380 V Motor |  | 7 | 1 | Centrifab (Pty) Ltd | 12391 | 6 | 1.7 | 1 | 2 | 0 | 0 | 4
Fumax 800.32.E.8.0400.4.3 | c/w 4 kW 4 Pole 380 V Motor |  | 5 | 5 | Centrifab (Pty) Ltd | 21973 | 5 | 1.3 | 1 | 1 | 0 | 0 | 3
Fumax 8004004 | 800 32.F.8 c/w 4 kW 4 Pole 380V |  | 1 | 4 | Centrifab (Pty) Ltd | 17220 | 4 | 1.8 | 4 | 7 | 0 | 0 | 15
Fumax 900 32.E.8 | c/w 4 kW 4 Pole 380 V |  | 1 | 0 |  | 0 | 0 | 0.5 | 1 | 1 | 0 | 0 | 2
Fumax 900.20.E.8.0550.4.3 | c/w 5.5 kW 4 Pole 380 V |  | 1 | 7 | Centrifab (Pty) Ltd | 21973 | 0 | 1.2 | 7 | 8 | 0 | 0 | 22
Fumax 900.20.E.8.0750.4.3 | c/w 7.7 kW 4 Pole 380 V Motor |  | 1 | 4 | Centrifab (Pty) Ltd | 21973 | 5 | 1.1 | 5 | 6 | 0 | 0 | 16
Fumax-2 400 15.B.8 | 1.5 kW 4 Pole 220 V |  | 1 | 0 |  | 0 | 0 | 0.5 | 1 | 1 | 0 | 0 | 2
Fumax400 | Fumax 4000.15.B.4 C/W 1.5KW 2P 380V |  | 1 | 5 | Centrifab (Pty) Ltd | 9462.96 | 5 | 1.7 | 5 | 8 | 0 | 0 | 18
Fumex 1250.50.H.6.0220.4.3 | c/w 22 kW 4 Pole 380 V Motor |  | 1 | 0 |  | 0 | 0 | 0.5 | 1 | 1 | 0 | 0 | 2
G023 | GLOVES 2.5 GREEN WRIST |  | 1 | 4 | INTROWELD CC | 48 | 0 | 0.5 | 4 | 2 | 0 | 0 | 10
G028 | 8 RED HEAT RESISTANT GLOVES | CONSUMABLES | 1 | 2 | INTROWELD CC | 69 | 0 | 0.6 | 2 | 1 | 0 | 0 | 5
G2E180EH0301 | 220V SI Centrifugal Fan |  | 1 | 12 | Ebmpapst | 5110.49 | 0 | 0.5 | 12 | 6 | 0 | 0 | 30
GALV PLATE | 3mm Galvanised Plate | PLATE | 2 | 5 | Kart Shop TA Ultimate Laser Cutting | 2334 | 0 | 0.5 | 2.5 | 1 | 0 | 0 | 6
GALV PLATE - BR | 3mm Galvanised Plate For Brackets | PLATE | 1 | 0 |  | 2334 | 0 | 0.5 | 1 | 1 | 0 | 0 | 2
GALV PLATE - PR1 | 3mm Galvanised Plate - Program 1 | PLATE | 1 | 0 |  | 2950 | 0 | 0.5 | 1 | 1 | 0 | 0 | 2
GALV-TERMINAL CAP | TERMINAL CAP |  | 1 | 32 | GALVAGLOW (PTY) LTD | 0 | 0 | 0.5 | 32 | 16 | 0 | 0 | 80
GALVANISING | Galvanizing General 11 X FAN CASING |  | 20 | 11610.05 | GALVAGLOW (PTY) LTD | 13.04 | 0 | 0.5 | 581 | 290 | 0 | 0 | 1452
GAS001 | Rolls Gasketing |  | 1 | 4 | Filtermac Design ( Pty) Ltd | 73 | 0 | 0.8 | 4 | 3 | 0 | 0 | 11
GL5 | 380V Extraction & Ventilation 380V, 0.55kW 1430rpm 7000m3/hr |  | 1 | 2 | Bluetech Fans (Pty) Ltd | 735 | 0 | 1.4 | 2 | 3 | 0 | 0 | 7
GLF12.5 | Box, NO MOTOR |  | 13 | 30 | AF Fans CC | 3280 | 0 | 0.5 | 2.5 | 1 | 0 | 0 | 6
GLF7 | c/w 0.45kW 960RPM 380V Motor |  | 1 | 2 | Bluetech Fans (Pty) Ltd | 1064.25 | 0 | 1.1 | 2 | 2 | 0 | 0 | 6
GM35SG5IH | GM 35 S, UNIT, ACCOUSTIC HOOD |  | 1 | 0 |  | 0 | 0 | 0.5 | 1 | 1 | 0 | 0 | 2
GRM300 | Shutter PVC Gravity for 200mmFan S/Frame |  | 1 | 2 | Luft Industries Natal (Pty) Ltd | 450.75 | 0 | 0.5 | 2 | 1 | 0 | 0 | 5
GRM350 | Shutter PVC Gravity for 250mmFan S/Frame | Accessories | 9 | 7 | Luft Industries Natal (Pty) Ltd | 503.25 | 0 | 0.5 | 1 | 1 | 0 | 0 | 2
GRM350. | Shutter PVC Gravity for 250mmFan S/Frame |  | 1 | 3 | Luft Industries Natal (Pty) Ltd | 536.8 | 0 | 0.5 | 3 | 2 | 0 | 0 | 8
GRM400 | Shutter PVC Gravity for 315mmFan S/Frame |  | 1 | 0 |  | 0 | 0 | 0.5 | 1 | 1 | 0 | 0 | 2
GRM535 | Shutter PVC Gravity for 400mmFan S/Frame |  | 5 | 5 | Luft Industries Natal (Pty) Ltd | 708 | 0 | 0.5 | 1 | 1 | 0 | 0 | 2
GRM634 | Shutter PVC Gravity for 450mmFan S/Frame |  | 1 | 0 |  | 1304 | 0 | 0.5 | 1 | 1 | 0 | 0 | 2
GRM635 | Shutter PVC Gravity for 500mmFan S/Frame |  | 1 | 0 |  | 0 | 0 | 0.5 | 1 | 1 | 0 | 0 | 2
GUN H827P | SPRAY GUN H827P BULLDOG | CONSUMABLES | 1 | 1 | MG AUTO PAINT (PTY) LTD | 521.74 | 0 | 0.5 | 1 | 1 | 0 | 0 | 2
Grub Screw | 4mm - 4mm Grub Screw |  | 1 | 10 | M&D SPECIALISED FASTENERS (PTY) LTD | 0 | 0 | 0.5 | 10 | 5 | 0 | 0 | 25
Grub Screw - 4mm | 4mm Grub Screw | FASTENERS | 1 | 0 |  | 0.6 | 0 | 0.5 | 1 | 1 | 0 | 0 | 2
H20102 | WEATHER SEAL 6mm*25mm*5mt BLACK FOAM |  | 10 | 80 | Securadeal | 29.87 | 0 | 0.5 | 8 | 4 | 0 | 0 | 20
HANDLING FEE. | GOODS RETURNED HANDLING FEE - CHARGED AT 15% |  | 8 | 0 |  | 2672.7 | 41 | 0.5 | 5.5 | 3 | 0 | 0 | 14
HBC-M 1400(E)/0.83 SI Arr (6A) (HD04/04) | c/w 110 kW 4 Pole 525 V |  | 1 | 0 |  | 0 | 0 | 0.5 | 1 | 1 | 0 | 0 | 2
HBC-M 1600(A)/0.93 SI Arr (6A) (HD04/04) | c/w 132 kW 4 Pole 525 V (Direct Driven) |  | 1 | 0 |  | 0 | 0 | 0.5 | 1 | 1 | 0 | 0 | 2
HBC-M 630(B)/0.96 | c/w 18.5 kW 4 Pole 380 V (Direct Driven) |  | 1 | 0 |  | 0 | 0 | 0.5 | 1 | 1 | 0 | 0 | 2
HBC-M 710/1.0 (1A) Class 3 | 30k W 4Pole 380 V Motor (Belt Driven Fan) |  | 1 | 0 |  | 0 | 0 | 0.5 | 1 | 1 | 0 | 0 | 2
HBC-M 900(A)/0.99 SI Arr (6A) (HD04/04) | c/w 55 kW 4 Pole 525V Motor |  | 1 | 0 |  | 0 | 0 | 0.5 | 1 | 1 | 0 | 0 | 2
HBCM630 | HBC-M 630 Ar 6A Direct Driven c/w 9.2KW 2P 380V |  | 1 | 0 |  | 65293 | 0 | 0.5 | 1 | 1 | 0 | 0 | 2
HBF 45 T4 | c/w 0.55 kW 4 Pole 380V Motor |  | 1 | 0 |  | 0 | 0 | 0.5 | 1 | 1 | 0 | 0 | 2
HCT/EC | 45-2T-2 400V 50/60HZ IE5 |  | 1 | 0 |  | 0 | 1 | 0.5 | 1 | 1 | 0 | 0 | 2
HDA 9/9 | Crop to 959mm - 42mm Bore |  | 1 | 2 | CFW Fans (Pty) Ltd | 7022 | 0 | 0.6 | 2 | 1 | 0 | 0 | 5
HDA1250 | HDA 1250 , 9Bladed , axial flow impeller |  | 15 | 3 | CFW Fans (Pty) Ltd | 7532.2 | 0 | 0.5 | 1 | 1 | 0 | 0 | 2
HDA9B315 | HDA9 - 315 Impeller to suit 0.37Kw 2pole Motor | FM - CFW FANS | 1 | 1 | CFW Fans (Pty) Ltd | 1880 | 1 | 0.5 | 1 | 1 | 0 | 0 | 2
HE190ES | VORT QBK HE 190 ES (300CFM) | FM - VORTICE | 1 | 0 | Vortice Elettrosociali SpA | 0 | 0 | 1.1 | 1 | 1 | 0 | 0 | 3
HEP.25.2TH | HEP.25.2T/H |  | 15 | 20 | SODECA | 3171.49 | 23 | 2.4 | 2 | 5 | 0 | 0 | 9
HF002 | Galvanised Holding Frame 610x610x55 |  | 1 | 16 | Filtermac Design ( Pty) Ltd | 198 | 0 | 0.8 | 16 | 13 | 0 | 0 | 45
HIGH H | HIGH HEAT 5LT SILVER |  | 1 | 1 | MG AUTO PAINT (PTY) LTD | 347.83 | 0 | 0.5 | 1 | 1 | 0 | 0 | 2
HJBM-Plus | 50-T-4 c/w 0.55KW 1400rpm 380V |  | 21 | 0 |  | 0 | 3 | 0.5 | 1 | 1 | 0 | 0 | 2
HJBM.PLUS.45.T4 | 0.55kw |  | 46 | 4 | Vortice Elettrosociali SpA | 6153.01 | 3 | 0.5 | 1 | 1 | 0 | 0 | 2
HPLV 500 | c/w 5.5 kW 2 Pole 380V Motor |  | 1 | 0 |  | 0 | 0 | 0.5 | 1 | 1 | 0 | 0 | 2
HPLV 560 | ARR 6A 7,5kW-2P MOTOR 525 V |  | 1 | 0 |  | 0 | 0 | 0.5 | 1 | 1 | 0 | 0 | 2
HPLV 560/1.0 SISW | Spare Impeller |  | 1 | 0 |  | 0 | 0 | 0.5 | 1 | 1 | 0 | 0 | 2
HPLV 630-1 | c/w 11kW 2Pole |  | 1 | 0 |  | 0 | 0 | 0.5 | 1 | 1 | 0 | 0 | 2
HPLV 630/0.71 SISW Ar 6A | c/w 5.5 kW 2 Pole 380V Motor |  | 1 | 0 |  | 0 | 0 | 0.5 | 1 | 1 | 0 | 0 | 2
HPLV 710/0.75 SISW Ar 6A | c/w 15Kw 2P 400V |  | 1 | 0 |  | 0 | 0 | 0.5 | 1 | 1 | 0 | 0 | 2
HPLV710152 | HPLV 710/1.0 SISW Ar 6A c/w 15Kw 2P 400V |  | 1 | 3 | Centrifab (Pty) Ltd | 28000 | 3 | 1.9 | 3 | 6 | 0 | 0 | 12
HV | HV 6 c/w 0.45kw 6P |  | 1 | 0 |  | 0 | 0 | 0.5 | 1 | 1 | 0 | 0 | 2
HV 11.2 | 0.75kW 380V |  | 1 | 0 |  | 0 | 0 | 0.5 | 1 | 1 | 0 | 0 | 2
HV 12.5 | HV1250 c/w 1.1Kw 450 rpm 380V |  | 22 | 6 | AF Fans CC | 6515.6 | 30 | 0.5 | 1.5 | 1 | 0 | 0 | 4
HV-7 | HV 7 c/w 0.45kW 6Pole |  | 8 | 2 | AF Fans CC | 3799.6 | 3 | 0.5 | 1 | 1 | 0 | 0 | 2
HV5.6 750x400x750 | c/w 0.45KW/ 960RPM / 220V |  | 1 | 0 |  | 0 | 0 | 0.5 | 1 | 1 | 0 | 0 | 2
HV5380V | HV5 c/w 0.55kw 380V |  | 6 | 1 | Bluetech Fans (Pty) Ltd | 5395.5 | 2 | 0.5 | 1 | 1 | 0 | 0 | 2
HV7T | HV 7 c/w 0.45kw 6P 380v |  | 1 | 1 | AF Fans CC | 3799.6 | 0 | 0.5 | 1 | 1 | 0 | 0 | 2
HV8 | c/w 0.37Kw 450 rpm 380V |  | 1 | 0 |  | 0 | 0 | 0.5 | 1 | 1 | 0 | 0 | 2
HV9.5 Fan | HV 9.5 - 220V 0.55KW |  | 26 | 15 | Luft Industries Natal (Pty) Ltd | 6021 | 16 | 0.6 | 1 | 1 | 0 | 0 | 3
HV9.5T | Extractor Fan c/w 0.75kw 380v |  | 1 | 0 |  | 0 | 0 | 0.5 | 1 | 1 | 0 | 0 | 2
HVF | 105L-6 |  | 1 | 1 | AF Fans CC | 0 | 1 | 0.5 | 1 | 1 | 0 | 0 | 2
HVF - 105N | HVF-105N c/w 0.75kW 850rpm 220v |  | 1 | 0 |  | 12024.8 | 0 | 0.5 | 1 | 1 | 0 | 0 | 2
HVF65N | HVF 65 N |  | 1 | 0 |  | 0 | 0 | 0.5 | 1 | 1 | 0 | 0 | 2
HVF75N | HVF 75 N |  | 1 | 0 |  | 0 | 0 | 0.5 | 1 | 1 | 0 | 0 | 2
HVJ-2S- | 315 |  | 1 | 0 |  | 0 | 0 | 0.5 | 1 | 1 | 0 | 0 | 2
HVJ2 | HVJ2 |  | 1 | 0 |  | 0 | 6 | 0.5 | 6 | 3 | 0 | 0 | 15
HVMotor 380V | HV 1250 - 380V Motor |  | 1 | 5 | Luft Industries Natal (Pty) Ltd | 1447.5 | 5 | 0.9 | 5 | 4 | 0 | 0 | 14
HWP100/001 | 500mm Dia Fan Guard 3mm Spiral, 4mm Support, Mild Steel, Uncoated |  | 13 | 11 | Heinmor Wire Products CC | 433.36 | 0 | 0.5 | 1 | 1 | 0 | 0 | 2
HWP100/001- | 800mm Dia Fan Guard |  | 20 | 4 | Heinmor Wire Products CC | 529.33 | 0 | 0.5 | 1 | 1 | 0 | 0 | 2
I&T | Installation and Training |  | 1 | 0 | Tech Up 3D | 3599 | 0 | 0.5 | 1 | 1 | 0 | 0 | 2
ID75/180OD | Cooling Spinner - 75mm ID - 180 OD |  | 1 | 1 | Centrifab (Pty) Ltd | 850 | 1 | 0.5 | 1 | 1 | 0 | 0 | 2
IM-CF | Light duty Impeller |  | 1 | 0 |  | 0 | 1 | 0.5 | 1 | 1 | 0 | 0 | 2
IMA0500B150A10AR24090 | Impeller 0500mm 'B' 150A10AR 24mm 090Frame Deg00(aluminium) |  | 1 | 0 |  | 0 | 0 | 0.5 | 1 | 1 | 0 | 0 | 2
IMP0315B150A05PR14071 | Impeller 0315mm 'B' 150A05PR 14mm 071Frame Deg00 -10 DEG |  | 8 | 3 | Luft Industries Natal (Pty) Ltd | 782.25 | 1 | 0.5 | 1 | 1 | 0 | 0 | 2
IMP0315B150A10AR14071 | Impeller 0315mm 'B' 150A10AR 14mm 071Frame Deg00 -26 DEG |  | 1 | 2 | Luft Industries Natal (Pty) Ltd | 1571.25 | 0 | 0.5 | 2 | 1 | 0 | 0 | 5
IMP0315B150A10PR14071 | Impeller 0315mm 'B' 150A10PR 14mm 071Frame Deg00 21 DEG |  | 1 | 1 | Luft Industries Natal (Pty) Ltd | 1164.75 | 0 | 0.7 | 1 | 1 | 0 | 0 | 3
IMP0400B150A05AR19080 | Impeller 0400mm 'B' 150A05AR 19mm 080Frame Deg00 - 17 DEG | IMPELLER | 1 | 1 | Luft Industries Natal (Pty) Ltd | 854.1 | 0 | 0.5 | 1 | 1 | 0 | 0 | 2
IMP0400B150A05PR14071 | Impeller 0400mm 'B' 150A05PR 14mm 071Frame Deg00 - 10 DEG |  | 1 | 1 | Luft Industries Natal (Pty) Ltd | 782.25 | 0 | 0.5 | 1 | 1 | 0 | 0 | 2
IMP0400B150A05PR19080 | Impeller 0400mm 'B' 150A05PR 19mm 080Frame - 23Deg |  | 1 | 5 | Luft Industries Natal (Pty) Ltd | 858.75 | 0 | 0.5 | 5 | 2 | 0 | 0 | 12
IMP0400B150A05PR24090 | Impeller 0400mm 'B' 150A05PR 24mm 090Frame - 29Deg |  | 1 | 1 | Luft Industries Natal (Pty) Ltd | 782.25 | 0 | 0.5 | 1 | 1 | 0 | 0 | 2
IMP0400B150A10PR14071 | Impeller 0400mm 'B' 150A10PR 14mm 071Frame Deg00 19 DEG |  | 1 | 1 | Luft Industries Natal (Pty) Ltd | 1164.75 | 0 | 0.7 | 1 | 1 | 0 | 0 | 3
IMP0500B150A05AR19080 | Impeller 0500mm 'B' 150A05AR 19mm 080Frame Deg00 - 10 DEG |  | 1 | 1 | Luft Industries Natal (Pty) Ltd | 985.5 | 0 | 0.5 | 1 | 1 | 0 | 0 | 2
IMP0500B150A05AR24090 | Impeller 0500mm 'B' 150A05AR 24mm 090Frame Deg00 -14 DEG |  | 1 | 1 | Luft Industries Natal (Pty) Ltd | 985.5 | 0 | 0.5 | 1 | 1 | 0 | 0 | 2
IMP0500B150A05PR14071 | Impeller 0500mm 'B' 150A05PR 14mm 071Frame Deg00 -17 DEG |  | 1 | 1 | Luft Industries Natal (Pty) Ltd | 782.25 | 0 | 0.5 | 1 | 1 | 0 | 0 | 2
IMP0500B150A10AR14071 | Impeller 0500mm 'B' 150A10AR 14mm 071Frame Deg00 -10 DEG |  | 1 | 1 | Luft Industries Natal (Pty) Ltd | 1571.25 | 0 | 0.5 | 1 | 1 | 0 | 0 | 2
IMP0500B150A10AR19071 | Impeller 0500mm 'B' 150A10AR 19mm 071Frame Deg00 -28 DEG |  | 1 | 1 | Luft Industries Natal (Pty) Ltd | 1361.75 | 0 | 0.5 | 1 | 1 | 0 | 0 | 2
IMP0500B150A10AR24090 | Impeller 0500mm 'B' 150A10AR 24mm 090Frame Deg16 |  | 1 | 1 | Luft Industries Natal (Pty) Ltd | 1571.25 | 0 | 0.7 | 1 | 1 | 0 | 0 | 3
IMP0500B150A10AR24090. | Impeller 0500mm 'B' 150A10AR 24mm 090Fram 16deg |  | 8 | 1 | Luft Industries Natal (Pty) Ltd | 1571.25 | 2 | 0.5 | 1 | 1 | 0 | 0 | 2
IMP0500B150A10AR28100 | Impeller 0500mm 'B' 150A10AR 28mm 100Frame Deg00 -25 DEG |  | 6 | 5 | Luft Industries Natal (Pty) Ltd | 1403.65 | 0 | 0.5 | 1 | 1 | 0 | 0 | 2
IMP0500B150A10AR28100. | Impeller 0500mm 'B' 150A10AR 28mm 100Frame Deg00 - 10 DEG | IMPELLER | 1 | 1 | Luft Industries Natal (Pty) Ltd | 1361.75 | 0 | 0.5 | 1 | 1 | 0 | 0 | 2
IMP0500B150A10PR14071 | Impeller 0500mm 'B' 150A10PR 14mm 071Frame Deg00 - 18 DEG |  | 12 | 2 | Luft Industries Natal (Pty) Ltd | 1087.1 | 0 | 0.5 | 1 | 1 | 0 | 0 | 2
IMP0500B150A10PR140711 | Impeller 0500mm 'B' 150A10PR 14mm 071Frame Deg00 - 12 DEG |  | 1 | 2 | Luft Industries Natal (Pty) Ltd | 1164.75 | 1 | 0.5 | 2 | 1 | 0 | 0 | 5
IMP0560B150A05AR14071 | Impeller 0560mm 'B' 150A05AR 14mm 071Frame Deg00 - 20 DEG |  | 1 | 1 | Luft Industries Natal (Pty) Ltd | 1076.25 | 0 | 0.5 | 1 | 1 | 0 | 0 | 2
IMP0560B150A05AR28100 | Impeller 0560mm 'B' 150A05AR 28mm 100Frame Deg00 - 22 DEG |  | 1 | 2 | Luft Industries Natal (Pty) Ltd | 1076.25 | 0 | 0.5 | 2 | 1 | 0 | 0 | 5
IMP0560B150A05PR14071 | Impeller 0560mm 'B' 150A05PR 14mm 071Frame Deg00 20 DEG |  | 1 | 1 | Luft Industries Natal (Pty) Ltd | 782.25 | 0 | 0.7 | 1 | 1 | 0 | 0 | 3
IMP0560B150A10AR14071 | Impeller 0560mm 'B' 150A10AR 14mm 071Frame Deg00 10 DEG FM3517 |  | 1 | 1 | Luft Industries Natal (Pty) Ltd | 1517.75 | 0 | 0.5 | 1 | 1 | 0 | 0 | 2
IMP0560B150A10AR19080 | Impeller 0560mm 'B' 150A10AR 19mm 080Frame Deg00 - 15 DEG |  | 2 | 9 | Luft Industries Natal (Pty) Ltd | 1634.5 | 0 | 0.5 | 4.5 | 2 | 0 | 0 | 11
IMP0560B150A10AR19080. | Impeller 0560mm 'B' 150A10AR 19mm 080Frame Deg00 - 20 DEG |  | 8 | 2 | Luft Industries Natal (Pty) Ltd | 1634.5 | 0 | 0.5 | 1 | 1 | 0 | 0 | 2
IMP0560B150A10AR19080.. | Impeller 0560mm 'B' 150A10AR 19mm 080Frame Deg00 - 12 DEG |  | 1 | 2 | Luft Industries Natal (Pty) Ltd | 1751.25 | 0 | 0.5 | 2 | 1 | 0 | 0 | 5
IMP0560B150A10AR19080... | Impeller 0560mm 'B' 150A10AR 19mm 080Frame Deg00 13 DEG FM3516 |  | 1 | 1 | Luft Industries Natal (Pty) Ltd | 1517.75 | 0 | 0.5 | 1 | 1 | 0 | 0 | 2
IMP0560B150A10AR24090 | Impeller 0560mm 'B' 150A10AR 24mm 090Frame Deg00 - 33 DEG |  | 1 | 1 | Luft Industries Natal (Pty) Ltd | 1751.25 | 0 | 0.5 | 1 | 1 | 0 | 0 | 2
IMP0560B150A10AR24090. | Impeller 0560mm 'B' 150A10AR 24mm 090Frame Deg00 - 28 DEG |  | 1 | 2 | Luft Industries Natal (Pty) Ltd | 1751.25 | 0 | 0.5 | 2 | 1 | 0 | 0 | 5
IMP0560B150A10PR14071 | Impeller 0560mm 'B' 150A10PR 14mm 071Frame |  | 1 | 1 | Luft Industries Natal (Pty) Ltd | 1009.45 | 0 | 0.5 | 1 | 1 | 0 | 0 | 2
IMP0560B150A10PR19080 | Impeller 0560mm 'B' 150A10PR 19mm 080Frame Deg00 - 11 DEG |  | 1 | 1 | Luft Industries Natal (Pty) Ltd | 1164.75 | 0 | 0.5 | 1 | 1 | 0 | 0 | 2
IMP0560B250A14AR19080 | Impeller 0560mm 'B' 250A14AR19mm 080Frame |  | 1 | 1 | Luft Industries Natal (Pty) Ltd | 2104.7 | 0 | 0.5 | 1 | 1 | 0 | 0 | 2
IMP0560B250A14AR24090 | Impeller 0560mm 'B' 250A14AR 24mm 090Frame Deg00 - 31 DEG | IMPELLER | 1 | 1 | Luft Industries Natal (Pty) Ltd | 2098.2 | 0 | 0.5 | 1 | 1 | 0 | 0 | 2
IMP0560B250A14AR28100 | Impeller 0560mm 'B' 250A14AR 28mm 100Frame Deg00 - 32 DEG | IMPELLER | 1 | 1 | Luft Industries Natal (Pty) Ltd | 2104.7 | 0 | 0.5 | 1 | 1 | 0 | 0 | 2
IMP0560B250A14PR24090 | Impeller 0560mm 'B' 250A14PR 24mm 090Frame |  | 1 | 2 | Luft Industries Natal (Pty) Ltd | 1860 | 0 | 0.6 | 2 | 1 | 0 | 0 | 5
IMP0630B150A10AR24090 | Impeller 0630mm 'B' 150A10AR 24mm 090Frame Deg00 -27 DEG |  | 10 | 5 | Luft Industries Natal (Pty) Ltd | 1611.15 | 0 | 0.5 | 1 | 1 | 0 | 0 | 2
IMP0630B150A10AR28100 | Impeller 0630mm 'B' 150A10AR 28mm 100Frame Deg00 - 29 DEG | IMPELLER | 1 | 2 | Luft Industries Natal (Pty) Ltd | 1517.75 | 0 | 0.5 | 2 | 1 | 0 | 0 | 5
IMP0630B250A14AR24090 | Impeller 0630mm 'B' 250A14AR 24mm 090Frame |  | 1 | 3 | Luft Industries Natal (Pty) Ltd | 2086.5 | 0 | 0.5 | 3 | 2 | 0 | 0 | 8
IMP0630B250A14AR28100 | Impeller 0630mm 'B' 250A14AR 28mm 100Frame |  | 7 | 9 | Luft Industries Natal (Pty) Ltd | 2442.91 | 0 | 0.5 | 1.5 | 1 | 0 | 0 | 4
IMP0630B250A14PR28100 | Impeller 0630mm 'B' 250A14PR 28mm 100Frame Deg00 - 30 DEG |  | 1 | 1 | Luft Industries Natal (Pty) Ltd | 1860 | 0 | 0.5 | 1 | 1 | 0 | 0 | 2
IMP0710A150A10AR28100 | Impeller 0710mm 'A' 150A10AR 28mm 100Frame Deg00 - 38 DEG |  | 9 | 8 | Luft Industries Natal (Pty) Ltd | 1576.12 | 0 | 0.5 | 1 | 1 | 0 | 0 | 2
IMP0710B150A05AR28100 | Impeller 0710mm 'B' 150A05AR 28mm 100Frame Deg00 - 35 DEG |  | 1 | 3 | Luft Industries Natal (Pty) Ltd | 1076.25 | 0 | 0.5 | 3 | 2 | 0 | 0 | 8
IMP0710B150A05PR24090 | Impeller 0710mm 'B' 150A05PR 24mm 090Frame Deg00 -21 DEG |  | 1 | 3 | Luft Industries Natal (Pty) Ltd | 782.25 | 0 | 0.5 | 3 | 2 | 0 | 0 | 8
IMP0710B150A10AR28100 | Impeller 0710mm 'B' 150A10AR 28mm 100Frame Deg00 - 33 DEG |  | 1 | 2 | Luft Industries Natal (Pty) Ltd | 1751.25 | 0 | 0.5 | 2 | 1 | 0 | 0 | 5
IMP0710B150A10AR28100. | Impeller 0710mm 'B' 150A10AR 28mm 100Frame Deg00 - 38 DEG |  | 1 | 2 | Luft Industries Natal (Pty) Ltd | 1751.25 | 0 | 0.5 | 2 | 1 | 0 | 0 | 5
IMP0710B250A07PR240903 | Impeller 0710mm 'B' 250A07PR 24mm 090Frame Deg00 -24 DEG |  | 1 | 1 | Luft Industries Natal (Pty) Ltd | 1324.5 | 0 | 0.5 | 1 | 1 | 0 | 0 | 2
IMP0710B250A14AR28100 | Impeller 0710mm 'B' 250A14AR 28mm 100Frame |  | 3 | 4 | Luft Industries Natal (Pty) Ltd | 2145.82 | 0 | 0.5 | 1.5 | 1 | 0 | 0 | 4
IMP0710B250A14PR24090 | Impeller 0710mm 'B' 250A14PR 24mm 090Frame |  | 2 | 4 | Luft Industries Natal (Pty) Ltd | 1736 | 0 | 0.5 | 2 | 1 | 0 | 0 | 5
IMP0800B150A10AR28100 | Impeller 0800mm 'B' 150A10AR 28mm 100Frame Deg00 - 25 DEG |  | 13 | 15 | Luft Industries Natal (Pty) Ltd | 1664.65 | 0 | 0.5 | 1.5 | 1 | 0 | 0 | 4
IMP0800B150A10AR28100. | Impeller 0800mm 'B' 150A10AR 28mm 100Frame Deg00 -14 DEG |  | 8 | 3 | Luft Industries Natal (Pty) Ltd | 1732.25 | 0 | 0.5 | 1 | 1 | 0 | 0 | 2
IMP0800B150A10PR28100 | Impeller 0800mm 'B' 150A10PR 28mm 100Frame Deg 25 |  | 1 | 5 | Luft Industries Natal (Pty) Ltd | 1753.95 | 0 | 0.5 | 5 | 2 | 0 | 0 | 12
IMP0800B250A14AR28100 | Impeller 0800mm 'B' 250A14AR 28mm 100Frame |  | 1 | 1 | Luft Industries Natal (Pty) Ltd | 1612 | 0 | 0.5 | 1 | 1 | 0 | 0 | 2
IMP0800B250A14AR38132 | Impeller 0800mm 'B' 250A14AR 38mm 132Frame Deg00 - 35 DEG |  | 1 | 9 | Luft Industries Natal (Pty) Ltd | 2562 | 1 | 0.5 | 9 | 4 | 0 | 0 | 22
IMP0900B250A14AR28 | 900/250/14 13 deg pitch 28mm bore form B Aluminium Blades |  | 1 | 1 | Luft Industries Natal (Pty) Ltd | 2505.75 | 0 | 0.5 | 1 | 1 | 0 | 0 | 2
IMP0900B250A14AR38 | 900/250/14 15 deg pitch 38mm bore form B Aluminium Blades |  | 1 | 1 | Luft Industries Natal (Pty) Ltd | 2594.15 | 0 | 0.5 | 1 | 1 | 0 | 0 | 2
IMP0900B250A14AR38132 | Impeller 0900mm 'B' 250A14AR 38mm 132Frame Deg00 - 15 DEG | IMPELLER | 1 | 2 | Luft Industries Natal (Pty) Ltd | 2594.15 | 0 | 0.5 | 2 | 1 | 0 | 0 | 5
IMP1000B250A14AR38132 | Impeller 1000mm 'B' 250A14AR 38mm 132Frame Deg00 - 25 DEG |  | 5 | 2 | Luft Industries Natal (Pty) Ltd | 2993.25 | 0 | 0.5 | 1 | 1 | 0 | 0 | 2
IMP1220 Impeller | c/w 18.5 kW 4 Pole 380 V |  | 1 | 0 |  | 0 | 0 | 0.5 | 1 | 1 | 0 | 0 | 2
IMP315LDA | 315diam LDA Impeller |  | 5 | 2 | CFW Fans (Pty) Ltd | 1249 | 1 | 1.2 | 1 | 1 | 0 | 0 | 3
IMP400LDA | 400diam LDA Impeller |  | 10 | 1 | CFW Fans (Pty) Ltd | 1249 | 2 | 1.2 | 1 | 1 | 0 | 0 | 3
IMP400LDP | 400diam LDP Impeller |  | 6 | 3 | CFW Fans (Pty) Ltd | 3706.67 | 0 | 0.7 | 1 | 1 | 0 | 0 | 3
IMP560LDP | LDP 560/250/12/1440-Form B - 15 degrees |  | 11 | 3 | CFW Fans (Pty) Ltd | 2287.33 | 0 | 0.6 | 1 | 1 | 0 | 0 | 3
IMP800LDA | LDA 800-9-A16 |  | 1 | 1 | CFW Fans (Pty) Ltd | 1249 | 0 | 1.2 | 1 | 1 | 0 | 0 | 3
INLET-CONE | 18 Inch Inlet Cone |  | 5 | 12 | CFW Fans (Pty) Ltd | 1600 | 0 | 0.5 | 2.5 | 1 | 0 | 0 | 6
Imepeller 560mm 'B' 250A10AR | 19mm 080Frame 12DEG |  | 1 | 0 |  | 0 | 0 | 0.5 | 1 | 1 | 0 | 0 | 2
Imepeller 560mm 'B' 250A14AR | 19mm 080Frame 15DEG |  | 1 | 3 | Luft Industries Natal (Pty) Ltd | 2104.7 | 1 | 0.5 | 3 | 2 | 0 | 0 | 8
Imp BI | Set pitch, Crop & Balance impeller |  | 7 | 2 | Centrifab (Pty) Ltd | 7509.5 | 1 | 0.5 | 1 | 1 | 0 | 0 | 2
Impeller 0710mm 'B' 150A10AR | 24mm 090Frame 13 DEG |  | 1 | 1 | Luft Industries Natal (Pty) Ltd | 1517.75 | 0 | 0.5 | 1 | 1 | 0 | 0 | 2
Impeller 0710mm 'B' 250A14AR | 24mm 090 Frame 10 DEG |  | 1 | 3 | Luft Industries Natal (Pty) Ltd | 2323.75 | 0 | 0.5 | 3 | 2 | 0 | 0 | 8
Impeller 560mm 'B' 150A10AR | 14mm 071Frame 12DEG |  | 1 | 3 | Luft Industries Natal (Pty) Ltd | 1517.75 | 0 | 0.5 | 3 | 2 | 0 | 0 | 8
Impeller 630mm 'B' 150A10AR | 24mm 090Frame 15DEG |  | 1 | 2 | Luft Industries Natal (Pty) Ltd | 1517.75 | 0 | 0.5 | 2 | 1 | 0 | 0 | 5
Impeller 630mm 'B' 250A14AR | 24mm 090Frame 15 DEG |  | 1 | 1 | Luft Industries Natal (Pty) Ltd | 2323.75 | 0 | 0.5 | 1 | 1 | 0 | 0 | 2
Impeller 710mm 'B' 250A14R | 24mm 090Frame 12 DEG |  | 1 | 1 | Luft Industries Natal (Pty) Ltd | 2323.75 | 0 | 0.5 | 1 | 1 | 0 | 0 | 2
Impeller Plate Mount Fans | Spare Impeller |  | 1 | 0 |  | 0 | 1 | 0.5 | 1 | 1 | 0 | 0 | 2
Impeller shaft | Impeller shaft+2 keys. Stainless Steel |  | 1 | 2 | Hulmak Engineering cc | 600 | 0 | 0.5 | 2 | 1 | 0 | 0 | 5
Induced Draft Plan | INSPECTION TEST PALN (ITP) |  | 1 | 1 | SODECA | 2955.79 | 0 | 2.7 | 1 | 3 | 0 | 0 | 5
Installation | Attenuators |  | 5 | 2 | Fresh Air Projects (Pty) Ltd | 9478.26 | 0 | 0.5 | 1 | 1 | 0 | 0 | 2
J48821 | BCC-2 450 c/w 5.5kw 4P 380V DIDW |  | 1 | 0 |  | 0 | 0 | 0.5 | 1 | 1 | 0 | 0 | 2
J57174BRG | BCC-2 560 Bearings |  | 1 | 0 |  | 0 | 0 | 0.5 | 1 | 1 | 0 | 0 | 2
J57174IMP | BCC-2 560 Impeller set |  | 1 | 0 |  | 0 | 0 | 0.5 | 1 | 1 | 0 | 0 | 2
J57174INC | BCC-2 560 Inlet Cone |  | 1 | 0 |  | 0 | 0 | 0.5 | 1 | 1 | 0 | 0 | 2
J57174SHT | BCC-2 560 Shaft |  | 1 | 0 |  | 0 | 0 | 0.5 | 1 | 1 | 0 | 0 | 2
J70889 FAN | BCC-2 900/1.0 SISW c/w 7.5Kw 4P 380V |  | 1 | 1 | Centrifab (Pty) Ltd | 74600 | 0 | 0.7 | 1 | 1 | 0 | 0 | 3
J89867 AVM | Anti Vibration Mount-Set |  | 1 | 0 |  | 0 | 0 | 0.5 | 1 | 1 | 0 | 0 | 2
J95929 | BCC-2 315 Class 1 DIDW c/w 2.2kw 4P 380V |  | 1 | 0 |  | 0 | 0 | 0.5 | 1 | 1 | 0 | 0 | 2
J96093 | BCC-2 355 DIDW c/w 3.0kw 2P 380V |  | 1 | 0 |  | 0 | 0 | 0.5 | 1 | 1 | 0 | 0 | 2
J96202-BCC-2315 | BCC-2 315 Class 1 AR 4A DIDW excl motor |  | 11 | 2 | Centrifab (Pty) Ltd | 23613.33 | 0 | 0.6 | 1 | 1 | 0 | 0 | 3
JA2 18000Btu | JASA-H18A4/JA2 |  | 1 | 0 |  | 0 | 0 | 0.5 | 1 | 1 | 0 | 0 | 2
JAXI300F400 | JAXI 300 F400 'C / 2H | FM - KAYITES | 1 | 0 |  | 0 | 0 | 0.5 | 1 | 1 | 0 | 0 | 2
JAXI315F300 | JAXI 315 F300 'C / 2H | FM - KAYITES | 1 | 0 |  | 0 | 0 | 0.5 | 1 | 1 | 0 | 0 | 2
JAXI355F300 | JAXI 355 F300 'C / 2H | FM - KAYITES | 1 | 0 |  | 0 | 0 | 0.5 | 1 | 1 | 0 | 0 | 2
JAXI355F400 | JAXI 355 F400 'C / 2H | FM - KAYITES | 1 | 0 |  | 0 | 0 | 0.5 | 1 | 1 | 0 | 0 | 2
JAXI400F300 | JAXI 400 F300 'C / 2H | FM - KAYITES | 1 | 0 |  | 0 | 0 | 0.5 | 1 | 1 | 0 | 0 | 2
JAXI400F400 | JAXI 400 F400 'C / 2H | FM - KAYITES | 1 | 0 |  | 0 | 0 | 0.5 | 1 | 1 | 0 | 0 | 2
JAXI450F300 | JAXI 450 F300 'C / 2H | FM - KAYITES | 1 | 0 |  | 0 | 0 | 0.5 | 1 | 1 | 0 | 0 | 2
JAXI450F400 | JAXI 450 F400 'C / 2H | FM - KAYITES | 1 | 0 |  | 0 | 0 | 0.5 | 1 | 1 | 0 | 0 | 2
JAXI500F300 | JAXI 500 F300 'C / 2H | FM - KAYITES | 1 | 0 |  | 0 | 0 | 0.5 | 1 | 1 | 0 | 0 | 2
JAXI500F400 | JAXI 500 F400 'C / 2H | FM - KAYITES | 1 | 0 |  | 0 | 0 | 0.5 | 1 | 1 | 0 | 0 | 2
JB1948 | HPLV 630/0.71 c/w 4.0kw 2890rpm 525V Motor |  | 19 | 2 | Centrifab (Pty) Ltd | 4750 | 2 | 0.7 | 1 | 1 | 0 | 0 | 3
JC25776 BEARING SET | c/w TIMAKE PLUMMER BLOCK |  | 1 | 0 |  | 0 | 0 | 0.5 | 1 | 1 | 0 | 0 | 2
JC25776 SHAFT | ONLY |  | 1 | 0 |  | 0 | 0 | 0.5 | 1 | 1 | 0 | 0 | 2
JC6202 | BCC-2 Class 1 DI2DW c/w 2,2kW 4P 400V - 2522RPM |  | 9 | 0 |  | 0 | 2 | 0.5 | 1 | 1 | 0 | 0 | 2
JC9756 | BCC-2 315 Class 1 DIDW c/w 2.2kw 4P 380V - 2845RPM |  | 1 | 0 |  | 0 | 0 | 0.5 | 1 | 1 | 0 | 0 | 2
JG/S6 | 600mm 380V 2.2KW 1400rpm |  | 1 | 0 |  | 0 | 0 | 0.5 | 1 | 1 | 0 | 0 | 2
JN2002-GNTBOOT-500-00-06 | GRANITE CHELSEA BOOTS BLACK 6 |  | 1 | 1 | Workwear Depot (Pty)Ltd | 931.76 | 0 | 0.5 | 1 | 1 | 0 | 0 | 2
JN2002-GNTBOOT-500-00-07 | GRANITE CHELSEA BOOTS BLACK 7 |  | 1 | 1 | Workwear Depot (Pty)Ltd | 931.76 | 0 | 0.5 | 1 | 1 | 0 | 0 | 2
JN3002-TUNBOOT-600-00-07 | TUNGSTEN BOOT BLACK 7 | FM - UNIFORM | 1 | 2 | Workwear Depot (Pty)Ltd | 592.64 | 0 | 0.5 | 2 | 1 | 0 | 0 | 5
JN3002-TUNBOOT-600-00-09 | TUNGSTEN BOOT BLACK 9 | FM - UNIFORM | 1 | 1 | Workwear Depot (Pty)Ltd | 592.63 | 0 | 0.5 | 1 | 1 | 0 | 0 | 2
JRAD50F300 | JRAD 50 F300 'C / 2H | FM - KAYITES | 24 | 8 | Kayites | 8234.75 | 8 | 0.7 | 1 | 1 | 0 | 0 | 3
JRAD50F400 | JRAD 50 F400 'C / 2H | FM - KAYITES | 1 | 0 |  | 0 | 0 | 0.5 | 1 | 1 | 0 | 0 | 2
JRAD70F300 | JRAD 70 F300 'C / 2H | FM - KAYITES | 1 | 6 | Kayites | 10200.65 | 6 | 0.5 | 6 | 3 | 0 | 0 | 15
JRAD70F400 | JRAD 70 F400 'C / 2H | FM - KAYITES | 1 | 0 |  | 0 | 0 | 0.5 | 1 | 1 | 0 | 0 | 2
JRAD90F300 | JRAD 90 F300 'C / 2H | FM - KAYITES | 3 | 2 | Kayites | 10609.51 | 2 | 0.5 | 1 | 1 | 0 | 0 | 2
JRAD90F400 | JRAD 90 F400 'C / 2H | FM - KAYITES | 1 | 0 |  | 0 | 0 | 0.5 | 1 | 1 | 0 | 0 | 2
JTPOLY-6398B-600-03-M | WORK T BLACK M |  | 1 | 2 | Workwear Depot (Pty)Ltd | 194.15 | 0 | 0.5 | 2 | 1 | 0 | 0 | 5
JTPOLY-6398B-600-04-L | WORK T BLACK L | FM - UNIFORM | 1 | 2 | Workwear Depot (Pty)Ltd | 194.15 | 0 | 0.5 | 2 | 1 | 0 | 0 | 5
K03MS II ATEX | K03MS II ATEX 3G/D II GOR-A ATEX II2G Ex db eb IIC T3 Gb kW 0,55 B34 IIC T3 +PTC V380 50 Hz IE2 |  | 1 | 0 |  | 43631.28 | 0 | 0.5 | 1 | 1 | 0 | 0 | 2
K03MS055S | SCL-K03 MS-0.55kW-1 | FM - FPZ | 30 | 0 |  | 0 | 5 | 0.5 | 1 | 1 | 0 | 0 | 2
K04MS11S | SCL-K04 MS-1.1kW-1-220V | FM - FPZ | 28 | 6 | Effepizeta | 6609.77 | 9 | 1.7 | 1 | 2 | 0 | 0 | 4
K04MS11T | SCL-K04 MS-1.1kW | FM - FPZ | 28 | 12 | Effepizeta | 6335 | 10 | 1.9 | 1 | 2 | 0 | 0 | 4
K04MS15T | SCL-K04 MS-1.5kW | FM - FPZ | 1 | 0 |  | 0 | 0 | 0.5 | 1 | 1 | 0 | 0 | 2
K05MS11S | SCL-K05 MS-1.1kW-1-220V | FM - FPZ | 1 | 0 |  | 0 | 0 | 0.5 | 1 | 1 | 0 | 0 | 2
K05MS11T | SCL-K05 MS-1.1kW | FM - FPZ | 1 | 0 |  | 0 | 0 | 0.5 | 1 | 1 | 0 | 0 | 2
K05MS15T | SCL-K05 MS-1.5kW | FM - FPZ | 24 | 5 | Effepizeta | 8276.56 | 1 | 1.9 | 1 | 2 | 0 | 0 | 4
K05MS22S | SCL-K04 MS-2.2kW-1-220V | FM - FPZ | 1 | 0 |  | 0 | 0 | 0.5 | 1 | 1 | 0 | 0 | 2
K05MS22T | SCL-K05 MS-2.2kW | FM - FPZ | 31 | 8 | Effepizeta | 8273.66 | 8 | 1.9 | 1 | 2 | 0 | 0 | 4
K05MS3T | SCL-K05 MS-3kW | FM - FPZ | 1 | 0 |  | 0 | 0 | 0.5 | 1 | 1 | 0 | 0 | 2
K05TD3 | SCL-K05 TD-3kW | FM - FPZ | 1 | 0 |  | 0 | 0 | 0.5 | 1 | 1 | 0 | 0 | 2
K05TD4 | SCL-K05 TD-4kW | FM - FPZ | 1 | 0 |  | 0 | 0 | 0.5 | 1 | 1 | 0 | 0 | 2
K05TS3 | SCL-K05 TS-3kW | FM - FPZ | 1 | 0 |  | 0 | 0 | 0.5 | 1 | 1 | 0 | 0 | 2
K05TS4 | SCL-K05 TS-4kW | FM - FPZ | 1 | 0 |  | 0 | 0 | 0.5 | 1 | 1 | 0 | 0 | 2
K06MS22 | SCL-K06 MS-2.2kW | FM - FPZ | 1 | 0 |  | 0 | 0 | 0.5 | 1 | 1 | 0 | 0 | 2
K06MS3 | SCL-K06 MS-3.0kW | FM - FPZ | 1 | 0 |  | 0 | 0 | 0.5 | 1 | 1 | 0 | 0 | 2
K06MS4 | SCL-K06 MS-4W | FM - FPZ | 22 | 2 | Effepizeta | 7417.57 | 2 | 2 | 1 | 2 | 0 | 0 | 4
K06TD4 | SCL-K06 TD-4.0kW | FM - FPZ | 1 | 0 |  | 0 | 0 | 0.5 | 1 | 1 | 0 | 0 | 2
K06TD55 | SCL-K06 TD-5.5kW | FM - FPZ | 1 | 0 |  | 0 | 0 | 0.5 | 1 | 1 | 0 | 0 | 2
K06TD75 | SCL-K06 TD-7.5kW | FM - FPZ | 1 | 0 |  | 0 | 0 | 0.5 | 1 | 1 | 0 | 0 | 2
K06TS4 | SCL-K06 TS-4.0kW | FM - FPZ | 1 | 0 |  | 0 | 0 | 0.5 | 1 | 1 | 0 | 0 | 2
K06TS55 | SCL-K06 TS-5.5kW | FM - FPZ | 1 | 0 |  | 0 | 0 | 0.5 | 1 | 1 | 0 | 0 | 2
K06TS75 | SCL-K06 TS-7.5kW | FM - FPZ | 1 | 0 |  | 0 | 0 | 0.5 | 1 | 1 | 0 | 0 | 2
K07MS22 | SCL-K07 MS-2.2kW | FM - FPZ | 1 | 0 |  | 0 | 0 | 0.5 | 1 | 1 | 0 | 0 | 2
K07MS3 | SCL-K07 MS-3.0kW | FM - FPZ | 1 | 0 |  | 0 | 0 | 0.5 | 1 | 1 | 0 | 0 | 2
K07MS4 | SCL-K07 MS-4kW | FM - FPZ | 31 | 2 | Effepizeta | 15200.44 | 5 | 2 | 1 | 2 | 0 | 0 | 4
K07MS55 | SCL-K07 MS-5.5kW | FM - FPZ | 27 | 0 |  | 0 | 2 | 0.5 | 1 | 1 | 0 | 0 | 2
K07RMD4 | SCL-K07R MD-4.0kW | FM - FPZ | 1 | 0 |  | 0 | 0 | 0.5 | 1 | 1 | 0 | 0 | 2
K07RMD55 | SCL-K07R MD-5.5kW | FM - FPZ | 1 | 0 |  | 0 | 0 | 0.5 | 1 | 1 | 0 | 0 | 2
K07TD55 | SCL-K07 TD-5.5kW | FM - FPZ | 1 | 0 |  | 0 | 0 | 0.5 | 1 | 1 | 0 | 0 | 2
K07TD75 | SCL-K07 TD-7.5kW | FM - FPZ | 1 | 0 |  | 0 | 0 | 0.5 | 1 | 1 | 0 | 0 | 2
K07TD92 | SCL-K07 TD-9.2kW | FM - FPZ | 1 | 0 |  | 0 | 0 | 0.5 | 1 | 1 | 0 | 0 | 2
K07TS11 | SCL-K07 TS-11kW | FM - FPZ | 1 | 0 |  | 0 | 0 | 0.5 | 1 | 1 | 0 | 0 | 2
K07TS55 | SCL-K07 TS-5.5kW | FM - FPZ | 1 | 0 |  | 0 | 0 | 0.5 | 1 | 1 | 0 | 0 | 2
K07TS75 | SCL-K07 TS-7.5kW | FM - FPZ | 1 | 0 |  | 0 | 0 | 0.5 | 1 | 1 | 0 | 0 | 2
K07TS92 | SCL-K07 TS-9.2kW | FM - FPZ | 1 | 0 |  | 0 | 0 | 0.5 | 1 | 1 | 0 | 0 | 2
K08MS4 | SCL-K08 MS-4kW | FM - FPZ | 1 | 0 |  | 0 | 0 | 0.5 | 1 | 1 | 0 | 0 | 2
K08MS55 | SCL-K08 MS-5.5kW | FM - FPZ | 1 | 0 |  | 0 | 0 | 0.5 | 1 | 1 | 0 | 0 | 2
K08MS75 | SCL-K08 MS-7.5kW | FM - FPZ | 14 | 5 | Effepizeta | 30692.13 | 7 | 1.7 | 1 | 2 | 0 | 0 | 4
K08MS92 | SCL-K08 MS-9.2kW | FM - FPZ | 1 | 0 |  | 0 | 0 | 0.5 | 1 | 1 | 0 | 0 | 2
K08RMD75 | SCL-K08R MD MOR-7.5kw 380V | FM - FPZ | 1 | 0 |  | 0 | 0 | 0.5 | 1 | 1 | 0 | 0 | 2
K08TD11 | SCL-K08 TD-11kW | FM - FPZ | 1 | 0 |  | 0 | 0 | 0.5 | 1 | 1 | 0 | 0 | 2
K08TD15 | SCL-K08 TD-15kW | FM - FPZ | 1 | 0 |  | 0 | 0 | 0.5 | 1 | 1 | 0 | 0 | 2
K08TD75 | SCL-K08 TD-7.5kW | FM - FPZ | 1 | 0 |  | 0 | 0 | 0.5 | 1 | 1 | 0 | 0 | 2
K08TD92 | SCL-K08 TD-9.2kW | FM - FPZ | 1 | 0 |  | 0 | 0 | 0.5 | 1 | 1 | 0 | 0 | 2
K08TS11 | SCL-K08 TS-11kW | FM - FPZ | 1 | 0 |  | 0 | 0 | 0.5 | 1 | 1 | 0 | 0 | 2
K08TS15 | SCL-K08 TS-15kW | FM - FPZ | 1 | 0 |  | 0 | 0 | 0.5 | 1 | 1 | 0 | 0 | 2
K08TS75 | SCL-K08 TS-7.5kW | FM - FPZ | 1 | 0 |  | 0 | 0 | 0.5 | 1 | 1 | 0 | 0 | 2
K08TS92 | SCL-K08 TS-9.2kW | FM - FPZ | 1 | 0 |  | 0 | 0 | 0.5 | 1 | 1 | 0 | 0 | 2
K09MD55 | SCL-K09 MD-5.5kW | FM - FPZ | 1 | 0 |  | 0 | 0 | 0.5 | 1 | 1 | 0 | 0 | 2
K09MD75 | SCL-K09 MD-7.5kW | FM - FPZ | 1 | 0 |  | 0 | 0 | 0.5 | 1 | 1 | 0 | 0 | 2
K09MS11 | SCL-K09 MS-11kW | FM - FPZ | 1 | 0 |  | 0 | 0 | 0.5 | 1 | 1 | 0 | 0 | 2
K09MS4 | SCL-K09 MS-4kW | FM - FPZ | 1 | 0 |  | 0 | 0 | 0.5 | 1 | 1 | 0 | 0 | 2
K09MS55 | SCL-K09 MS-5.5kW | FM - FPZ | 22 | 2 | Effepizeta | 37510.41 | 3 | 2 | 1 | 2 | 0 | 0 | 4
K09MS75 | SCL-K09 MS-7.5kW | FM - FPZ | 1 | 0 |  | 0 | 0 | 0.5 | 1 | 1 | 0 | 0 | 2
K09MS92 | SCL-K09 MS-9.2kW | FM - FPZ | 1 | 0 |  | 0 | 0 | 0.5 | 1 | 1 | 0 | 0 | 2
K09TD11 | SCL-K09 TD-11kW | FM - FPZ | 1 | 0 |  | 0 | 0 | 0.5 | 1 | 1 | 0 | 0 | 2
K09TD15 | SCL-K09 TD-15kW | FM - FPZ | 8 | 1 | Effepizeta | 0 | 1 | 2 | 1 | 2 | 0 | 0 | 4
K09TS11 | SCL-K09 TS-11kW | FM - FPZ | 1 | 0 |  | 0 | 0 | 0.5 | 1 | 1 | 0 | 0 | 2
K09TS15 | SCL-K09 TS-15kW | FM - FPZ | 6 | 3 | Effepizeta | 64921.97 | 3 | 1.6 | 1 | 2 | 0 | 0 | 4
K10MD75 | SCL-K10 MD-7.5kW | FM - FPZ | 10 | 0 |  | 0 | 2 | 0.5 | 1 | 1 | 0 | 0 | 2
K10MD92 | SCL-K10 MD-9.2kW | FM - FPZ | 1 | 0 |  | 0 | 0 | 0.5 | 1 | 1 | 0 | 0 | 2
K10MS11 | SCL-K10 MS-11kW | FM - FPZ | 29 | 8 | Effepizeta | 40775.36 | 12 | 1.9 | 1 | 2 | 0 | 0 | 4
K10MS15 | SCL-K10 MS-15kW | FM - FPZ | 1 | 0 |  | 0 | 0 | 0.5 | 1 | 1 | 0 | 0 | 2
K10MS55 | SCL-K10 MS-5.5kW | FM - FPZ | 1 | 0 |  | 0 | 0 | 0.5 | 1 | 1 | 0 | 0 | 2
K10MS75 | SCL-K10 MS-7.5kW | FM - FPZ | 1 | 0 |  | 0 | 0 | 0.5 | 1 | 1 | 0 | 0 | 2
K10MS92 | SCL-K10 MS-9.2kW | FM - FPZ | 1 | 0 |  | 0 | 0 | 0.5 | 1 | 1 | 0 | 0 | 2
K10TD11 | SCL-K10 T D-11kW | FM - FPZ | 1 | 0 |  | 0 | 0 | 0.5 | 1 | 1 | 0 | 0 | 2
K10TD15 | SCL-K10 TD-15kW | FM - FPZ | 1 | 0 |  | 0 | 0 | 0.5 | 1 | 1 | 0 | 0 | 2
K10TD185 | SCL-K10 TD-18.5kW | FM - FPZ | 1 | 0 |  | 0 | 0 | 0.5 | 1 | 1 | 0 | 0 | 2
K10TS11 | SCL-K10 TS-11kW | FM - FPZ | 1 | 0 |  | 0 | 0 | 0.5 | 1 | 1 | 0 | 0 | 2
K10TS15 | SCL-K10 TS-15kW | FM - FPZ | 1 | 0 |  | 0 | 0 | 0.5 | 1 | 1 | 0 | 0 | 2
K10TS185 | SCL-K10 TS-18.5kW | FM - FPZ | 1 | 0 |  | 0 | 0 | 0.5 | 1 | 1 | 0 | 0 | 2
K11MD11 | SCL-K11 MD-11kW | FM - FPZ | 1 | 0 |  | 0 | 0 | 0.5 | 1 | 1 | 0 | 0 | 2
K11MD75 | SCL-K11 MD-7.5kW | FM - FPZ | 1 | 0 |  | 0 | 0 | 0.5 | 1 | 1 | 0 | 0 | 2
K11MS11 | SCL-K11 MS-11kW | FM - FPZ | 26 | 3 | Effepizeta | 48810.59 | 13 | 1.5 | 1 | 2 | 0 | 0 | 4
K11MS15 | SCL-K11 MS-15kW | FM - FPZ | 1 | 0 |  | 0 | 0 | 0.5 | 1 | 1 | 0 | 0 | 2
K11MS185 | SCL-K11 MS-18.5kW | FM - FPZ | 1 | 0 |  | 0 | 0 | 0.5 | 1 | 1 | 0 | 0 | 2
K11MS75 | SCL-K11 MS-7.5kW | FM - FPZ | 1 | 0 |  | 0 | 0 | 0.5 | 1 | 1 | 0 | 0 | 2
K11MS92 | SCL-K11 MS-9.2kW | FM - FPZ | 1 | 0 |  | 0 | 0 | 0.5 | 1 | 1 | 0 | 0 | 2
K11TD15 | SCL-K11 TD-15kW | FM - FPZ | 1 | 0 |  | 0 | 0 | 0.5 | 1 | 1 | 0 | 0 | 2
K11TD185 | SCL-K11 TD-18.5kW | FM - FPZ | 1 | 0 |  | 0 | 0 | 0.5 | 1 | 1 | 0 | 0 | 2
K11TS15 | SCL-K11 TS-15kW | FM - FPZ | 1 | 0 |  | 0 | 0 | 0.5 | 1 | 1 | 0 | 0 | 2
K11TS185 | SCL-K11 TS-18.5kW | FM - FPZ | 1 | 0 |  | 0 | 0 | 0.5 | 1 | 1 | 0 | 0 | 2
K11TS22 | SCL-K11 TS-22kW | FM - FPZ | 13 | 0 |  | 0 | 5 | 0.5 | 1 | 1 | 0 | 0 | 2
K11TS30 | SCL E11-TS GOR-C 30KW 400/690-50 V-Hz |  | 1 | 0 |  | 0 | 0 | 0.5 | 1 | 1 | 0 | 0 | 2
K12MD11 | SCL-K12 MD-11kW | FM - FPZ | 1 | 0 |  | 0 | 0 | 0.5 | 1 | 1 | 0 | 0 | 2
K12MD15 | SCL-K12 MD-15kW | FM - FPZ | 1 | 0 |  | 0 | 0 | 0.5 | 1 | 1 | 0 | 0 | 2
K12MS11 | SCL-K12 MS-11kW | FM - FPZ | 1 | 0 |  | 0 | 0 | 0.5 | 1 | 1 | 0 | 0 | 2
K12MS15 | SCL-K12 MS-15kW | FM - FPZ | 16 | 1 | Effepizeta | 0 | 1 | 0.7 | 1 | 1 | 0 | 0 | 3
K12MS185 | SCL-K12 MS-18.5kW | FM - FPZ | 1 | 0 |  | 0 | 0 | 0.5 | 1 | 1 | 0 | 0 | 2
K12MS92 | SCL-K12 MS-9.2kW | FM - FPZ | 1 | 0 |  | 0 | 0 | 0.5 | 1 | 1 | 0 | 0 | 2
K12TD185 | SCL-K12 TD-18.5kW | FM - FPZ | 1 | 0 |  | 0 | 0 | 0.5 | 1 | 1 | 0 | 0 | 2
K431A5F | D 1F-1,05KW X DDMP 8/9 TIG M6A1 |  | 1 | 0 |  | 0 | 0 | 0.5 | 1 | 1 | 0 | 0 | 2
K431A8B | D 1F-2,0KW X DDMP 10/8 M6A4 |  | 1 | 0 |  | 0 | 0 | 0.5 | 1 | 1 | 0 | 0 | 2
K75MS4 | SCL-K75 MS-4kW | FM - FPZ | 1 | 0 |  | 0 | 0 | 0.5 | 1 | 1 | 0 | 0 | 2
K75MS55 | SCL-K75 MS-5.5kW | FM - FPZ | 1 | 1 | Effepizeta | 0 | 0 | 0.6 | 1 | 1 | 0 | 0 | 3
K75MS75 | SCL-K75 MS-7.5kW | FM - FPZ | 1 | 0 |  | 0 | 0 | 0.5 | 1 | 1 | 0 | 0 | 2
KAF100 | KAF 100 | FM - KAYITES | 1 | 0 |  | 0 | 0 | 0.5 | 1 | 1 | 0 | 0 | 2
KAF125 | KAF 125 | FM - KAYITES | 26 | 0 |  | 0 | 2 | 0.5 | 1 | 1 | 0 | 0 | 2
KAF150 | KAF 150 | FM - KAYITES | 4 | 0 |  | 0 | 3 | 0.5 | 1 | 1 | 0 | 0 | 2
KAF160 | KAF 160 | FM - KAYITES | 1 | 0 |  | 0 | 0 | 0.5 | 1 | 1 | 0 | 0 | 2
KAF200 | KAF 200 | FM - KAYITES | 24 | 0 |  | 0 | 9 | 0.5 | 1 | 1 | 0 | 0 | 2
KAF250 | KAF 250 | FM - KAYITES | 22 | 0 |  | 0 | 2 | 0.5 | 1 | 1 | 0 | 0 | 2
KAF315 | KAF 315 | FM - KAYITES | 2 | 0 |  | 0 | 3 | 0.5 | 1.5 | 1 | 0 | 0 | 4
KAT 15/15 C2 | TWIN BARE FAN 380/380 CW FCC |  | 1 | 1 | Air Movement Supplies | 10899 | 0 | 0.5 | 1 | 1 | 0 | 0 | 2
KAZ120 | KAZ 120 | FM - KAYITES | 8 | 15 | Kayites | 479.32 | 2 | 0.5 | 2 | 1 | 0 | 0 | 5
KAZ140 | KAZ 140 | FM - KAYITES | 34 | 15 | Kayites | 492.37 | 14 | 0.5 | 1 | 1 | 0 | 0 | 2
KAZ160 | KAZ 160 | FM - KAYITES | 7 | 15 | Kayites | 555.49 | 0 | 0.5 | 2.5 | 1 | 0 | 0 | 6
KDAXIS200 | KDAXIS 200 | FM - KAYITES | 30 | 50 | Kayites | 432.77 | 36 | 0.5 | 2 | 1 | 0 | 0 | 5
KDAXIS250 | KDAXIS 250 | FM - KAYITES | 30 | 75 | Kayites | 538.3 | 65 | 0.5 | 2.5 | 1 | 0 | 0 | 6
KDAXIS300 | KDAXIS 300 | FM - KAYITES | 29 | 70 | Kayites | 605.5 | 54 | 0.5 | 2.5 | 1 | 0 | 0 | 6
KDAXIS350 | KDAXIS 350 | FM - KAYITES | 30 | 55 | Kayites | 672.82 | 42 | 0.6 | 2 | 1 | 0 | 0 | 5
KDD 10/10-4/1 | Fan KDD 10/10 550W 4P-1 3SY |  | 1 | 0 | Air Movement Supplies | 4215 | 0 | 0.5 | 1 | 1 | 0 | 0 | 2
KDD 12/12-6-1 | FAN KDD 12/12 517W 6P-1 3SY |  | 1 | 10 | Air Movement Supplies | 6088 | 0 | 0.5 | 10 | 5 | 0 | 0 | 25
KHA50 | Speed Controller |  | 1 | 0 |  | 0 | 4 | 0.5 | 4 | 2 | 0 | 0 | 10
KOMU250 | KOMU250 - Non Return Damper | Vents | 28 | 0 |  | 114.86 | 0 | 0.5 | 1 | 1 | 0 | 0 | 2
KP2-S c/w | 373 Watts 220/1/50 |  | 1 | 0 |  | 0 | 0 | 0.5 | 1 | 1 | 0 | 0 | 2
KP6-H AT | Attenuator |  | 1 | 0 |  | 0 | 0 | 0.5 | 1 | 1 | 0 | 0 | 2
KP6-H. | Filter Unit with Primary and Hepa Filter |  | 1 | 0 |  | 0 | 0 | 0.5 | 1 | 1 | 0 | 0 | 2
KSA-250-4K-M | KSA-250-4K-M |  | 1 | 0 | Kayites | 0 | 0 | 0.5 | 1 | 1 | 0 | 0 | 2
KSA-300-4K-M | KSA-300-4K-M | FM - KAYITES | 1 | 0 | Kayites | 0 | 0 | 0.5 | 1 | 1 | 0 | 0 | 2
KSA-350-4K-M | KSA-350-4K-M | FM - KAYITES | 1 | 0 | Kayites | 0 | 0 | 0.5 | 1 | 1 | 0 | 0 | 2
KSA4004M | KSA-400-4K-M-220V | FM - KAYITES | 30 | 10 | Kayites | 1520.58 | 13 | 1 | 1 | 1 | 0 | 0 | 3
KSA4004T | KSA-400-4K-T-380V | FM - KAYITES | 27 | 10 | Kayites | 1520.58 | 9 | 1 | 1 | 1 | 0 | 0 | 3
KSA4504M | KSA-450-4K-M-220V | FM - KAYITES | 1 | 0 | Kayites | 0 | 0 | 0.5 | 1 | 1 | 0 | 0 | 2
KSA4504T | KSA-450-4K-T-380V | FM - KAYITES | 28 | 0 |  | 0 | 4 | 0.5 | 1 | 1 | 0 | 0 | 2
KSA5004M | KSA-500-4K-M-220V | FM - KAYITES | 9 | 5 | Kayites | 1547.46 | 8 | 0.6 | 1 | 1 | 0 | 0 | 3
KSA5004T | KSA-500-4K-T-380V | FM - KAYITES | 23 | 5 | Kayites | 928.48 | 10 | 1 | 1 | 1 | 0 | 0 | 3
KSA5504M | KSA-550-4K-M-220V | FM - KAYITES | 1 | 0 |  | 0 | 0 | 0.5 | 1 | 1 | 0 | 0 | 2
KSA5504T | KSA-550-4K-T-380V | FM - KAYITES | 1 | 0 |  | 0 | 0 | 0.5 | 1 | 1 | 0 | 0 | 2
KSA6004M | KSA-600-4K-M-220V | FM - KAYITES | 1 | 0 |  | 0 | 0 | 0.5 | 1 | 1 | 0 | 0 | 2
KSA6004T | KSA-600-4K-T-380V | FM - KAYITES | 5 | 0 | Kayites | 0 | 4 | 0.5 | 1 | 1 | 0 | 0 | 2
KSB 150 | INLINE SILENT FAN |  | 1 | 0 |  | 0 | 6 | 0.5 | 6 | 3 | 0 | 0 | 15
KSB250 | KSB250 | Vents | 57 | 0 |  | 1922.9 | 28 | 0.5 | 1 | 1 | 0 | 0 | 2
KUL | 1/200 X 200 back draft damper |  | 1 | 30 | TROX South Africa (Pty) Ltd | 900 | 0 | 0.5 | 30 | 15 | 0 | 0 | 75
Keep-plate5mmOD | Keep Plate 5mm OD. 42mm, ID. 6mm |  | 1 | 252 | Attenu-Tec HVAC Parts | 4.73 | 0 | 0.5 | 252 | 126 | 0 | 0 | 630
Kilometer | Travelled Kilometers | FM - MACHINERY | 1 | 200 | Lime Laser service | 7 | 0 | 0.5 | 200 | 100 | 0 | 0 | 500
L10101101 | CA 100 VO - D Two Speed - Plastic | FM - VORTICE | 1 | 0 |  | 0 | 0 | 0.5 | 1 | 1 | 0 | 0 | 2
L10101126 | CA 125 VO - D Two Speed - Plastic | FM - VORTICE | 1 | 0 |  | 0 | 0 | 0.5 | 1 | 1 | 0 | 0 | 2
L10101151 | CA 150 VO - D Two Speed - Plastic | FM - VORTICE | 1 | 0 |  | 0 | 0 | 0.5 | 1 | 1 | 0 | 0 | 2
L10101200 | CA 200Q VO Lower Volume In-Line Tube Fan Plastic Casin | FM - VORTICE | 1 | 0 |  | 0 | 0 | 0.5 | 1 | 1 | 0 | 0 | 2
L10101250 | CA 250 VO In-Line Tube Fan Plastic Casing | FM - VORTICE | 1 | 0 |  | 0 | 1 | 0.5 | 1 | 1 | 0 | 0 | 2
L10101315 | CA 315 VO In-Line Tube Fan Plastic Casing | FM - VORTICE | 1 | 0 |  | 0 | 0 | 0.5 | 1 | 1 | 0 | 0 | 2
L10101317 | CA 355 | FM - VORTICE | 1 | 0 |  | 0 | 1 | 0.5 | 1 | 1 | 0 | 0 | 2
L20300630 | 24 - 630mm Louvre Shutter Size 756 X 756 |  | 2 | 0 |  | 0 | 2 | 0.5 | 1 | 1 | 0 | 0 | 2
L54202182 | CMA 218-2T |  | 1 | 0 | SODECA | 2399.64 | 0 | 0.5 | 1 | 1 | 0 | 0 | 2
LASER CUTTING-255 | 255 x 298 x 5mm | BENDING/CUTTING | 1 | 2 | ULTIMATENG (PTY) LTD | 81.99 | 0 | 0.5 | 2 | 1 | 0 | 0 | 5
LASER CUTTING-775 | 775 x 225 x 5mm | BENDING/CUTTING | 1 | 2 | ULTIMATENG (PTY) LTD | 217.32 | 0 | 0.5 | 2 | 1 | 0 | 0 | 5
LCE 250 | Extractor Ceiling Fan 250mm 220v |  | 5 | 20 | Luft Industries Natal (Pty) Ltd | 344 | 2 | 0.7 | 4 | 3 | 0 | 0 | 11
LCF- 56 | 900mm Ceiling Sweep Fan |  | 1 | 0 |  | 0 | 0 | 0.5 | 1 | 1 | 0 | 0 | 2
LDA9B710 | LDA9B - Allumium bladed Impeller - Form B to suit 1.1kw 4Pole motor | FM - CFW FANS | 1 | 4 | CFW Fans (Pty) Ltd | 1737 | 2 | 0.6 | 4 | 2 | 0 | 0 | 10
LDP 560/250/12/1440/ | Form B - Blade Angle 15 Deg |  | 1 | 3 | CFW Fans (Pty) Ltd | 1729 | 0 | 0.8 | 3 | 2 | 0 | 0 | 8
LEGESSS-COT135-100-03-M | LEGENDARY SHORT SLEEVE SHIRT BLUE M |  | 1 | 1 | Workwear Depot (Pty)Ltd | 520.87 | 0 | 0.5 | 1 | 1 | 0 | 0 | 2
LEGESSS-COT135-101-03-M | LEGENDARY SHORT SLEEVE SHIRT NAVY M |  | 1 | 3 | Workwear Depot (Pty)Ltd | 520.87 | 0 | 0.5 | 3 | 2 | 0 | 0 | 8
LEGESSS-COT135-914-04-L | LEGENDARY SHORT SLEEVE SHIRT FATIGUE L |  | 1 | 1 | Workwear Depot (Pty)Ltd | 520.87 | 0 | 0.5 | 1 | 1 | 0 | 0 | 2
LEGESSS-MCNAST-M45-03-M | LEGENDARY TWO-TONE SHORT SLEEVE SHIRT - NAVY/STONE M |  | 1 | 4 | Workwear Depot (Pty)Ltd | 520.87 | 0 | 0.5 | 4 | 2 | 0 | 0 | 10
LEGESSS-MCNAST-M45-04-L | LEGENDARY TWO-TONE SHORT SLEEVE SHIRT NAVY/STONE L |  | 1 | 1 | Workwear Depot (Pty)Ltd | 520.87 | 0 | 0.5 | 1 | 1 | 0 | 0 | 2
LFC | LFC 450 SISW CL-1 Arrgt 1A |  | 1 | 0 |  | 0 | 0 | 0.5 | 1 | 1 | 0 | 0 | 2
LS250 | LOUVER SHUTTER Alum. 9 | FM - DONKIN | 54 | 0 |  | 518.48 | 25 | 0.5 | 1 | 1 | 0 | 0 | 2
LS315 | LOUVER SHUTTER Alum. 12 | FM - DONKIN | 29 | 0 |  | 437.68 | 11 | 0.5 | 1 | 1 | 0 | 0 | 2
LS400 | LOUVRE SHUTTER 15'' | FM - DONKIN | 49 | 0 |  | 555.74 | 5 | 0.5 | 1 | 1 | 0 | 0 | 2
LS500 | LOUVRE SHUTTER Alum. 18 | FM - DONKIN | 49 | 0 |  | 724.5 | 14 | 0.5 | 1 | 1 | 0 | 0 | 2
LS630 | LOUVRE SHUTTER Alum. 24 | FM - DONKIN | 50 | 0 |  | 974.05 | 1 | 0.5 | 1 | 1 | 0 | 0 | 2
LT10-3SPD | LT10 - 3-Step Speed Controller 10Amp |  | 1 | 0 |  | 0 | 1 | 0.5 | 1 | 1 | 0 | 0 | 2
Labour. | Repair Dasqua 1012-2010-A COMBINATION SET SQUARE |  | 7 | 3 | SPARES 2000 CC t/a SHARP-RITE | 2025 | 1 | 0.5 | 1 | 1 | 0 | 0 | 2
Laptop | Lenovo AMD RYZEN 7 (i7) 7730U 2.0GHz -8GB ram 512GB 15.6 ich FHD battery 3 Cell |  | 1 | 1 | AXEGROUP | 11999 | 0 | 0.5 | 1 | 1 | 0 | 0 | 2
Laser Cutting | Fans Casing | BENDING/CUTTING | 5 | 27 | ULTIMATENG (PTY) LTD | 1904.5 | 0 | 0.5 | 5.5 | 3 | 0 | 0 | 14
Laser Cutting - | Program 1 Cutting & Bending | BENDING/CUTTING | 1 | 0 |  | 3636.67 | 0 | 0.5 | 1 | 1 | 0 | 0 | 2
Laser Cutting - S | Special cut flanges | BENDING/CUTTING | 1 | 0 |  | 742 | 0 | 0.5 | 1 | 1 | 0 | 0 | 2
Laser Cutting - TB 315-560 | Program TB 325-560 | BENDING/CUTTING | 1 | 0 |  | 2760 | 0 | 0.5 | 1 | 1 | 0 | 0 | 2
Laser Cutting - TB 630-800 | Program TB 630-800 | BENDING/CUTTING | 1 | 0 |  | 2760 | 0 | 0.5 | 1 | 1 | 0 | 0 | 2
Laser Cutting-Axial P1 | Axial Program 1 Cover | BENDING/CUTTING | 1 | 1 | ULTIMATENG (PTY) LTD | 2950 | 0 | 0.5 | 1 | 1 | 0 | 0 | 2
Laser Cutting-Axial P3 | Axial Program 3 Covers | BENDING/CUTTING | 1 | 1 | ULTIMATENG (PTY) LTD | 2950 | 0 | 0.5 | 1 | 1 | 0 | 0 | 2
Laser Cutting-B | Program Buffalo | BENDING/CUTTING | 1 | 3 | ULTIMATENG (PTY) LTD | 3230 | 0 | 0.5 | 3 | 2 | 0 | 0 | 8
Laser Cutting-Bends | Laser Cutting Bends | BENDING/CUTTING | 2 | 452 | ULTIMATENG (PTY) LTD | 4.09 | 0 | 0.5 | 226 | 113 | 0 | 0 | 565
Laser Cutting-P1000 | Program 1000 - 4mm | BENDING/CUTTING | 1 | 3 | ULTIMATENG (PTY) LTD | 3000 | 0 | 0.5 | 3 | 2 | 0 | 0 | 8
Laser Cutting-P3 | Program 3 | BENDING/CUTTING | 3 | 15 | ULTIMATENG (PTY) LTD | 3103.33 | 0 | 0.5 | 5 | 2 | 0 | 0 | 12
Laser Cutting-P4 | Program 4 | BENDING/CUTTING | 3 | 13 | ULTIMATENG (PTY) LTD | 2545.38 | 0 | 0.5 | 4.5 | 2 | 0 | 0 | 11
Laser Cutting-P5 | Program 5 | BENDING/CUTTING | 1 | 1 | ULTIMATENG (PTY) LTD | 3100 | 0 | 0.7 | 1 | 1 | 0 | 0 | 3
Laser Cutting-P6 | Program 6 | BENDING/CUTTING | 1 | 2 | ULTIMATENG (PTY) LTD | 4545 | 0 | 0.7 | 2 | 1 | 0 | 0 | 5
Laser Cutting-P900 | Program 900 - 4mm | BENDING/CUTTING | 1 | 3 | ULTIMATENG (PTY) LTD | 4200 | 0 | 0.5 | 3 | 2 | 0 | 0 | 8
Laser Cutting-S | Strips | BENDING/CUTTING | 1 | 2 | ULTIMATENG (PTY) LTD | 0 | 0 | 0.5 | 2 | 1 | 0 | 0 | 5
M10 DIN 934 GRADE 8.8 HEX NUT Z/BLUE 10 934 GR8 ZB | M10 DIN 934 GRADE 8.8 HEX NUT Z/BLUE 10 934 GR8 ZB |  | 20 | 1710 | M&D SPECIALISED FASTENERS (PTY) LTD | 0.65 | 0 | 0.5 | 85.5 | 43 | 0 | 0 | 214
M10 FLAT WASHER (10 .5i/dx20o/dxthk) S/S A2 | M10 Flat Washer S/S A2 |  | 2 | 360 | M&D SPECIALISED FASTENERS (PTY) LTD | 0.4 | 0 | 0.8 | 180 | 144 | 0 | 0 | 504
M10 FLAT WASHER (S/S) | M10x20x3 FLAT WASHER STAINLESS STEEL A2 | FASTENERS | 1 | 250 | M&D SPECIALISED FASTENERS (PTY) LTD | 4 | 0 | 0.5 | 250 | 125 | 0 | 0 | 625
M10 FLAT WASHER ZB | M10 FLAT WASHER DIN 125A ZINC BLUE (10 .5i/dx20o/dxthk) 10 125A ZB | FASTENERS | 21 | 2840 | M&D SPECIALISED FASTENERS (PTY) LTD | 0.24 | 0 | 0.5 | 135.5 | 68 | 0 | 0 | 339
M10 HEX NUT (S/S) | M10 HEX NUT STAINLESS STEEL A2 | FASTENERS | 1 | 150 | M&D SPECIALISED FASTENERS (PTY) LTD | 1.5 | 0 | 0.5 | 150 | 75 | 0 | 0 | 375
M10 Nylock Nut | M10 Nylock Nut Zinc Blue(Silver) |  | 4 | 580 | M&D SPECIALISED FASTENERS (PTY) LTD | 1.1 | 0 | 0.6 | 145 | 87 | 0 | 0 | 377
M10*1 M/S THREADED ROD Z/BLUE 10X1 975 ZB | M10*1 M/S THREADED ROD Z/BLUE 10X1 975 ZB |  | 1 | 8 | M&D SPECIALISED FASTENERS (PTY) LTD | 20 | 0 | 0.8 | 8 | 6 | 0 | 0 | 22
M10*16 | M10*16 HT HEX SET SCREW |  | 19 | 1960 | M&D SPECIALISED FASTENERS (PTY) LTD | 1.88 | 0 | 0.5 | 103.5 | 52 | 0 | 0 | 259
M10*16 (S/S) | M10*16 HT HEX SET SCREW (S/S) A2 | FASTENERS | 1 | 150 | M&D SPECIALISED FASTENERS (PTY) LTD | 3 | 0 | 0.5 | 150 | 75 | 0 | 0 | 375
M10*25 HT HEX SET SCREW Z/BLUE 10X25 933 8.8 ZB | M10*25 HT HEX SET SCREW Z/BLUE 10X25 933 8.8 ZB |  | 20 | 1450 | M&D SPECIALISED FASTENERS (PTY) LTD | 1.8 | 0 | 0.5 | 72.5 | 36 | 0 | 0 | 181
M10X25 | HEX SET SCREW - S/S 304 - A2 |  | 3 | 480 | M&D SPECIALISED FASTENERS (PTY) LTD | 2.25 | 0 | 0.5 | 160 | 80 | 0 | 0 | 400
M10X25X2 FLAT WASHER Z/BLUE 10X25X2 OLD ZB | M10X25X2 FLAT WASHER Z/BLUE 10X25X2 OLD ZB |  | 20 | 4350 | M&D SPECIALISED FASTENERS (PTY) LTD | 0.5 | 0 | 0.5 | 217.5 | 109 | 0 | 0 | 544
M10X35 | Hex Bolts zinc Blue(Silver) |  | 12 | 540 | M&D SPECIALISED FASTENERS (PTY) LTD | 1.8 | 0 | 0.5 | 45 | 22 | 0 | 0 | 112
M10X40 | M10X40 HT HEX SET SCREWS | FASTENERS | 1 | 540 | M&D SPECIALISED FASTENERS (PTY) LTD | 3.17 | 0 | 0.8 | 540 | 432 | 0 | 0 | 1512
M10X45 | M10X45 HT HEX SET SCREWS |  | 10 | 500 | M&D SPECIALISED FASTENERS (PTY) LTD | 4.33 | 0 | 0.5 | 50 | 25 | 0 | 0 | 125
M10X65 | M10X65 HT HEX SET SCREWS |  | 10 | 140 | M&D SPECIALISED FASTENERS (PTY) LTD | 4 | 0 | 0.6 | 14 | 8 | 0 | 0 | 36
M12 | HEX NUT ZINC BLUE |  | 14 | 2800 | M&D SPECIALISED FASTENERS (PTY) LTD | 1.12 | 0 | 0.5 | 200 | 100 | 0 | 0 | 500
M12 FLAT WASHER (S/S) | M12x30x3 FLAT WASHER STAINLESS STEEL A2 | FASTENERS | 1 | 250 | M&D SPECIALISED FASTENERS (PTY) LTD | 2.5 | 0 | 0.5 | 250 | 125 | 0 | 0 | 625
M12 FLAT WASHER S/S | M12 FLAT WASHER - S/S A2 - 304 | FASTENERS | 1 | 240 | M&D SPECIALISED FASTENERS (PTY) LTD | 0.8 | 0 | 1.5 | 240 | 360 | 0 | 0 | 840
M12 HEX NUT (S/S) | M12 HEX NUT STAINLESS STEEL A2 | FASTENERS | 1 | 150 | M&D SPECIALISED FASTENERS (PTY) LTD | 1.8 | 0 | 0.5 | 150 | 75 | 0 | 0 | 375
M12*120 | HEX SET SCREW |  | 1 | 0 |  | 0 | 0 | 0.5 | 1 | 1 | 0 | 0 | 2
M12*16 (S/S) | M12*16 HT HEX SET SCREW (S/S) A2 | FASTENERS | 1 | 0 | M&D SPECIALISED FASTENERS (PTY) LTD | 11 | 0 | 0.5 | 1 | 1 | 0 | 0 | 2
M12*20 HT HEX SET SCREW Z/BLUE 12X20 933 8.8 ZB | M12*20 HT HEX SET SCREW Z/BLUE 12X20 933 8.8 ZB |  | 9 | 720 | M&D SPECIALISED FASTENERS (PTY) LTD | 3 | 0 | 0.6 | 80 | 48 | 0 | 0 | 208
M12*20(S/S) | M12*20 HEX SET SCREWS S/S 304 A2 | FASTENERS | 1 | 150 |  | 6 | 0 | 0.5 | 150 | 75 | 0 | 0 | 375
M12*40 | M12*40 HT HEX NUT Z/BLUE |  | 3 | 520 | M&D SPECIALISED FASTENERS (PTY) LTD | 4.92 | 0 | 0.5 | 173.5 | 87 | 0 | 0 | 434
M12*40*3 Flat Washer ZB | M12*40*3 Flat Washer ZB | FASTENERS | 1 | 0 | M&D SPECIALISED FASTENERS (PTY) LTD | 0 | 0 | 0.5 | 1 | 1 | 0 | 0 | 2
M12*60 | M12X60 HT HEX SET SCREW Z/BLUE -Silver |  | 6 | 760 | M&D SPECIALISED FASTENERS (PTY) LTD | 4.97 | 0 | 0.5 | 127 | 64 | 0 | 0 | 318
M12*90 | HEX SET SCREW |  | 11 | 940 | M&D SPECIALISED FASTENERS (PTY) LTD | 6.42 | 0 | 0.5 | 85.5 | 43 | 0 | 0 | 214
M12X16 | M12X16 HT HEX SET SCREWS |  | 7 | 1000 | M&D SPECIALISED FASTENERS (PTY) LTD | 6.16 | 0 | 0.5 | 143 | 72 | 0 | 0 | 358
M12X25 | M12*25 HT HEX SET SCREW Z/BLUE 12X25 933 8.8 ZB |  | 11 | 1240 | M&D SPECIALISED FASTENERS (PTY) LTD | 3 | 0 | 0.5 | 113 | 56 | 0 | 0 | 282
M12X30X3 FLAT WASHER Z/BLUE 12X30X3 OLD ZB | M12X30X3 FLAT WASHER Z/BLUE 12X30X3 OLD ZB |  | 21 | 5200 | M&D SPECIALISED FASTENERS (PTY) LTD | 0.85 | 0 | 0.5 | 248 | 124 | 0 | 0 | 620
M12X35 | M12X35 HT Hex Set Screws |  | 9 | 440 | M&D SPECIALISED FASTENERS (PTY) LTD | 3 | 0 | 0.5 | 49 | 24 | 0 | 0 | 122
M13X40X3 | M13X40X3 | FASTENERS | 1 | 200 |  | 1.15 | 0 | 0.5 | 200 | 100 | 0 | 0 | 500
M14 FLAT WASHER DIN 125A ZINC BLUE (15i / d X 28o/d X 2.5thk) 14 125A ZB | M14 FLAT WASHER DIN 125A ZINC BLUE (15i / d X 28o/d X 2.5thk) 14 125A ZB |  | 1 | 30 | M&D SPECIALISED FASTENERS (PTY) LTD | 0.6 | 0 | 0.5 | 30 | 15 | 0 | 0 | 75
M14 FLAT WASHER ZB | M14x30x3 FLAT WASHER Z/BLUE | FASTENERS | 1 | 100 | M&D SPECIALISED FASTENERS (PTY) LTD | 0.6 | 0 | 0.5 | 100 | 50 | 0 | 0 | 250
M14 HT NYLOCK NUT 14 985 GR8 | M14 HT NYLOCK NUT 14 985 GR8 |  | 19 | 280 | M&D SPECIALISED FASTENERS (PTY) LTD | 1.3 | 0 | 0.5 | 15 | 8 | 0 | 0 | 38
M14*50 HT HEX SET SCREW Z/BLUE 14X50 933 8 . 8 ZB | M14*50 HT HEX SET SCREW Z/BLUE 14X50 933 8 . 8 ZB |  | 1 | 30 | M&D SPECIALISED FASTENERS (PTY) LTD | 8 | 0 | 0.5 | 30 | 15 | 0 | 0 | 75
M14X65 Hex Set Screw | M14*65 HT HEX SET SCREW Z/BLUE | FASTENERS | 1 | 100 | M&D SPECIALISED FASTENERS (PTY) LTD | 6.5 | 0 | 0.5 | 100 | 50 | 0 | 0 | 250
M16 FLAT WASHER (17i/d X 30o/d 3thk) ZB | M16 FLAT WASHER DIN 125A ZINC BLUE (17i/d X 30o/d 3thk) 16 125A ZB | FASTENERS | 20 | 6682 | M&D SPECIALISED FASTENERS (PTY) LTD | 0.8 | 0 | 0.5 | 334.5 | 167 | 0 | 0 | 836
M16 FLAT WASHER (S/S) | M16 FLAT WASHER STAINLESS STEEL A2 | FASTENERS | 1 | 100 | M&D SPECIALISED FASTENERS (PTY) LTD | 1.3 | 0 | 0.5 | 100 | 50 | 0 | 0 | 250
M16 FLAT WASHER DIN (17i/d X 30o/d 3thk) S/S A2 | M16 FLAT WASHER DIN (17i/d x 30o/d X 3thk) S/S A2 |  | 2 | 360 | M&D SPECIALISED FASTENERS (PTY) LTD | 1.3 | 0 | 0.8 | 180 | 144 | 0 | 0 | 504
M16 GR8 HEX NUT Z/BLUE 16 934 GR8 ZB | M16 GR8 HEX NUT Z/BLUE 16 934 GR8 ZB |  | 21 | 4924 | M&D SPECIALISED FASTENERS (PTY) LTD | 2.01 | 0 | 0.5 | 234.5 | 117 | 0 | 0 | 586
M16 HEX | M16 HEX NUT HOT DIP GALV |  | 1 | 4 | M&D SPECIALISED FASTENERS (PTY) LTD | 2 | 0 | 0.5 | 4 | 2 | 0 | 0 | 10
M16 HEX NUT (S/S) | M16 HEX NUT STAINLESS STEEL A2 | FASTENERS | 1 | 200 | M&D SPECIALISED FASTENERS (PTY) LTD | 3.5 | 0 | 0.5 | 200 | 100 | 0 | 0 | 500
M16 LOCK NUT | M16 HT LOCK NUT |  | 1 | 300 | M&D SPECIALISED FASTENERS (PTY) LTD | 1.8 | 0 | 0.5 | 300 | 150 | 0 | 0 | 750
M16*1 | MM16*1 M/S THREADED ROD Z/BLUE - 16*1 975 ZB |  | 6 | 30 | M&D SPECIALISED FASTENERS (PTY) LTD | 75 | 0 | 0.5 | 5 | 2 | 0 | 0 | 12
M16*110 | M16*110 GR8.8 HEX BOLT HOT |  | 1 | 4 | M&D SPECIALISED FASTENERS (PTY) LTD | 20 | 0 | 0.5 | 4 | 2 | 0 | 0 | 10
M16*110 HT SET SCREW 16X110 933 8.8 | M16*110 HT SET SCREW 16X110 933 8.8 |  | 1 | 0 |  | 0 | 0 | 0.5 | 1 | 1 | 0 | 0 | 2
M16*120 (S/S) | M16*120 HT HEX SET SCREW (S/S) A2 | FASTENERS | 1 | 150 | M&D SPECIALISED FASTENERS (PTY) LTD | 45 | 0 | 0.5 | 150 | 75 | 0 | 0 | 375
M16*120 HT HEX SET SCREW | M16*120 HT HEX SET SCREW 16X120 933 8.8 |  | 20 | 1450 | M&D SPECIALISED FASTENERS (PTY) LTD | 18.05 | 0 | 0.5 | 72.5 | 36 | 0 | 0 | 181
M16*16 (S/S) | M16*16 HT HEX SET SCREW (S/S) A2 | FASTENERS | 1 | 0 | M&D SPECIALISED FASTENERS (PTY) LTD | 11 | 0 | 0.5 | 1 | 1 | 0 | 0 | 2
M16*20 | M16*20 Hex Set Screws |  | 3 | 420 | M&D SPECIALISED FASTENERS (PTY) LTD | 7.14 | 0 | 0.5 | 140 | 70 | 0 | 0 | 350
M16*20(S/S) | M16*20 Hex Set Screws A2 | FASTENERS | 1 | 85 |  | 11 | 0 | 0.5 | 85 | 42 | 0 | 0 | 212
M16*25(S/S) | M16*25 A2 HEX SET SCREW 933 A2 | FASTENERS | 1 | 65 |  | 11 | 0 | 0.5 | 65 | 32 | 0 | 0 | 162
M16*40 HT HEX SET SCREW 8 . 8 Z/BLUE 16X40 933 8 . 8 ZB | M16*40 HT HEX SET SCREW 8 . 8 Z/BLUE 16X40 933 8 . 8 ZB |  | 5 | 320 | M&D SPECIALISED FASTENERS (PTY) LTD | 6 | 0 | 0.5 | 64 | 32 | 0 | 0 | 160
M16X110 HT SET SCREW 16X110 933 8.8 | M16X110 HT SET SCREW 16X110 933 8.8 |  | 1 | 10 | M&D SPECIALISED FASTENERS (PTY) LTD | 20 | 0 | 1.6 | 10 | 16 | 0 | 0 | 36
M16X130 HT | M16X130 HT SET SCREW MECH |  | 1 | 2 | M&D SPECIALISED FASTENERS (PTY) LTD | 65 | 0 | 0.5 | 2 | 1 | 0 | 0 | 5
M16X90 | M16X90 HT HEX SET SCREWS Z/BLUE |  | 1 | 300 | M&D SPECIALISED FASTENERS (PTY) LTD | 12 | 0 | 0.5 | 300 | 150 | 0 | 0 | 750
M20 DIN 580 TESTED EYE BOLT GALV M20EYE OLD | M20 DIN 580 TESTED EYE BOLT GALV M20EYE OLD |  | 1 | 8 | M&D SPECIALISED FASTENERS (PTY) LTD | 0 | 0 | 0.5 | 8 | 4 | 0 | 0 | 20
M20 GALV EYE BOLT | M20 DIN 580 TESTED EYE BOLT GALV M20EYE OLD | FASTENERS | 1 | 0 |  | 43.15 | 0 | 0.5 | 1 | 1 | 0 | 0 | 2
M20*20 GRUB SCREW Z/BLUE 20X20 916 14.9 ZB | M20*20 GRUB SCREW Z/BLUE 20X20 916 14.9 ZB |  | 1 | 1 | M&D SPECIALISED FASTENERS (PTY) LTD | 8 | 0 | 0.5 | 1 | 1 | 0 | 0 | 2
M5 HT NUT Z/BLUE 5 934 GR8 ZB | M5 HT NUT Z/BLUE 5 934 GR8 ZB |  | 16 | 1450 | M&D SPECIALISED FASTENERS (PTY) LTD | 0.15 | 0 | 0.5 | 91 | 46 | 0 | 0 | 228
M5*16 HT HEX SET SCREW Z/BLUE 5X16 933 8.8 ZB | M5*16 HT HEX SET SCREW Z/BLUE 5X16 933 8.8 ZB |  | 19 | 2320 | M&D SPECIALISED FASTENERS (PTY) LTD | 0.35 | 0 | 0.5 | 122.5 | 61 | 0 | 0 | 306
M5*45 HT HEX SET SCREW 5X45 933 8 . 8 | M5*45 HT HEX SET SCREW 5X45 933 8 . 8 |  | 17 | 460 | M&D SPECIALISED FASTENERS (PTY) LTD | 0.95 | 0 | 0.5 | 27.5 | 14 | 0 | 0 | 69
M5-ROD | M5 Threaded Rod | FASTENERS | 1 | 1 | M&D SPECIALISED FASTENERS (PTY) LTD | 15 | 0 | 0.5 | 1 | 1 | 0 | 0 | 2
M5001- | Majax-2 500 20.C.8 Mancooler c/w 2.2 kW 2P 525V With Start/Stop Box |  | 15 | 2 | Air Speration | 18017.61 | 1 | 0.7 | 1 | 1 | 0 | 0 | 3
M5X16X1.5 | HT Flat washer |  | 5 | 900 | M&D SPECIALISED FASTENERS (PTY) LTD | 0.15 | 0 | 0.5 | 180 | 90 | 0 | 0 | 450
M5X25 | HEX SET SCREW - S/S 304 - A2 |  | 1 | 240 | M&D SPECIALISED FASTENERS (PTY) LTD | 0.9 | 0 | 0.5 | 240 | 120 | 0 | 0 | 600
M6 HT HEX NUT Z/BLUE 6 934 GR8 ZB | M6 HT HEX NUT Z/BLUE 6 934 GR8 ZB |  | 18 | 800 | M&D SPECIALISED FASTENERS (PTY) LTD | 0.12 | 0 | 0.5 | 44.5 | 22 | 0 | 0 | 111
M6 HT NYLOCK NUT | M6 HT NYLOCK NUT |  | 21 | 3350 | M&D SPECIALISED FASTENERS (PTY) LTD | 0.2 | 0 | 0.5 | 160 | 80 | 0 | 0 | 400
M6*16 CSK ALLEN CAP SCREW MECHANICAL YELLOW 6X16 7991 10.9 MY | M6*16 CSK ALLEN CAP SCREW MECHANICAL YELLOW 6X16 7991 10.9 MY |  | 1 | 30 | M&D SPECIALISED FASTENERS (PTY) LTD | 6 | 0 | 0.5 | 30 | 15 | 0 | 0 | 75
M6*16 HT HEX SET SCREW ENVIROPAS 6X16 933 8.8 EN | M6*16 HT HEX SET SCREW ENVIROPAS 6X16 933 8.8 EN |  | 18 | 1000 | M&D SPECIALISED FASTENERS (PTY) LTD | 0.59 | 0 | 0.5 | 56 | 28 | 0 | 0 | 140
M6*25 | M6*25 HT HEX SET SCREW S/S A2 |  | 1 | 300 | M&D SPECIALISED FASTENERS (PTY) LTD | 1 | 0 | 0.5 | 300 | 150 | 0 | 0 | 750
M6*25 CSK Allen Cap Screw | M6*25 CSK Allen Cap Screw 6x25 | FASTENERS | 1 | 0 | M&D SPECIALISED FASTENERS (PTY) LTD | 1 | 0 | 0.5 | 1 | 1 | 0 | 50 | 2
M6*25 HT HEX SET SCREW Z/BLUE | M6*25 HT HEX SET SCREW Z/BLUE |  | 21 | 3800 | M&D SPECIALISED FASTENERS (PTY) LTD | 0.65 | 0 | 0.5 | 181 | 90 | 0 | 0 | 452
M6*35 HT SET SCREW Z/BLUE 6X35 933 8.8 ZB | M6*35 HT SET SCREW Z/BLUE 6X35 933 8.8 ZB |  | 18 | 800 | M&D SPECIALISED FASTENERS (PTY) LTD | 0.91 | 0 | 0.5 | 44.5 | 22 | 0 | 0 | 111
M6*70 HT HEX SET SCREW ZB | M6*70 HT HEX SET SCREW Z/BLUE | FASTENERS | 1 | 0 | M&D SPECIALISED FASTENERS (PTY) LTD | 1.1 | 0 | 0.5 | 1 | 1 | 0 | 200 | 2
M6X1 | M6*1 M/S THREADED ROD Z/BLUE - 6*1 975 ZB | FASTENERS | 1 | 1 | M&D SPECIALISED FASTENERS (PTY) LTD | 16 | 0 | 0.5 | 1 | 1 | 0 | 0 | 2
M6X16 | GRUB SCREW | FASTENERS | 1 | 34 | M&D SPECIALISED FASTENERS (PTY) LTD | 0.65 | 0 | 0.5 | 34 | 17 | 0 | 0 | 85
M6X16 COUNTER SUNK | M6X16 COUNTER SUNK BOLTS - Allen key screw in - Zinc blue | FASTENERS | 1 | 40 | M&D SPECIALISED FASTENERS (PTY) LTD | 1.2 | 0 | 0.5 | 40 | 20 | 0 | 0 | 100
M6X16 COUNTER SUNK-MACH | M6X16 COUNTER SUNK BOLTS - Machine screw in - zinc blue | FASTENERS | 1 | 40 | M&D SPECIALISED FASTENERS (PTY) LTD | 0.15 | 0 | 0.5 | 40 | 20 | 0 | 0 | 100
M8 . 4*20*3 FLAT WASHER Z/BLUE 8X20X3 OLD ZB | M8 . 4*20*3 FLAT WASHER Z/BLUE 8X20X3 OLD ZB |  | 20 | 900 | M&D SPECIALISED FASTENERS (PTY) LTD | 1.8 | 0 | 0.5 | 45 | 22 | 0 | 0 | 112
M8 ANCHOR BOLTS | M8 ANCHOR BOLTS |  | 1 | 20 | M&D SPECIALISED FASTENERS (PTY) LTD | 5 | 0 | 1.4 | 20 | 28 | 0 | 0 | 68
M8 FLAT WASHER DIN 125A ZINC BLUE (8 . 4ID*16OD*1.6THICK) 8 125A ZB | M8 FLAT WASHER DIN 125A ZINC BLUE (8 . 4ID*16OD*1.6THICK) 8 125A ZB |  | 17 | 2300 | M&D SPECIALISED FASTENERS (PTY) LTD | 0.12 | 0 | 0.5 | 135.5 | 68 | 0 | 0 | 339
M8 HT NYLOCK NUT 8 985 GR8 | M8 HT NYLOCK NUT 8 985 GR8 |  | 19 | 2050 | M&D SPECIALISED FASTENERS (PTY) LTD | 0.3 | 0 | 0.5 | 108 | 54 | 0 | 0 | 270
M8 NUT | M8 HEX NUT ZINC/BLUE |  | 6 | 350 | M&D SPECIALISED FASTENERS (PTY) LTD | 0.4 | 0 | 0.5 | 58.5 | 29 | 0 | 0 | 146
M8*16 | M8*16 HT SET SCREW S/S A2 |  | 1 | 300 | M&D SPECIALISED FASTENERS (PTY) LTD | 1.2 | 0 | 0.5 | 300 | 150 | 0 | 0 | 750
M8*16 HT SET SCREW Z/BLUE | M8*16 HT SET SCREW Z/BLUE |  | 21 | 1790 | M&D SPECIALISED FASTENERS (PTY) LTD | 0.93 | 0 | 0.5 | 85.5 | 43 | 0 | 0 | 214
M8*25 HT HEX 8 . 8 SET SCREW Z/BLUE 8X25 933 8 . 8 ZB | M8*25 HT HEX 8 . 8 SET SCREW Z/BLUE 8X25 933 8 . 8 ZB |  | 19 | 900 | M&D SPECIALISED FASTENERS (PTY) LTD | 1 | 0 | 0.5 | 47.5 | 24 | 0 | 0 | 119
M8X25 | HEX SET SCREW - S/S 304 - A2 |  | 1 | 240 | M&D SPECIALISED FASTENERS (PTY) LTD | 1.5 | 0 | 0.5 | 240 | 120 | 0 | 0 | 600
M8X70 | M8X70 HT HEX SET SCREWS ZINC/BLUE |  | 4 | 520 | M&D SPECIALISED FASTENERS (PTY) LTD | 2 | 0 | 0.5 | 130 | 65 | 0 | 0 | 325
MANUFACTURE RAW CASINGS | RAW CASING |  | 2 | 94 | TS TELEKI T/A VENT SYSTEM AND PROJECTS | 1609.25 | 0 | 0.5 | 47 | 24 | 0 | 0 | 118
MB1000UG | 1000diam mounting brackets Ungalvanized (4 per set) | FM - DONKIN | 1 | 12 | ULTIMATENG (PTY) LTD | 0 | 0 | 0.5 | 12 | 6 | 0 | 0 | 30
MB315 | 315diam mounting brackets |  | 1 | 2 | CFW Fans (Pty) Ltd | 172 | 0 | 1.2 | 2 | 2 | 0 | 0 | 6
MB315UG | 315diam mounting brackets Ungalvanized (4 per set) | FM - DONKIN | 1 | 0 |  | 0 | 0 | 0.5 | 1 | 1 | 0 | 0 | 2
MB400 | 400diam mounting brackets |  | 1 | 2 | CFW Fans (Pty) Ltd | 187 | 0 | 1.2 | 2 | 2 | 0 | 0 | 6
MB500 | 500diam mounting brackets |  | 1 | 1 | CFW Fans (Pty) Ltd | 208 | 0 | 1.2 | 1 | 1 | 0 | 0 | 3
MB560 | 560diam mounting brackets |  | 1 | 1 | CFW Fans (Pty) Ltd | 223 | 0 | 1.2 | 1 | 1 | 0 | 0 | 3
MB630 | 630diam Mounting Brackets (4 per set) | FM - DONKIN | 1 | 10 | GALVAGLOW (PTY) LTD | 0 | 0 | 0.5 | 10 | 5 | 0 | 0 | 25
MB630UG | 630diam Mounting Brackets Ungalvanized (4 per set) | FM - DONKIN | 1 | 35 | ULTIMATENG (PTY) LTD | 0 | 0 | 0.5 | 35 | 18 | 0 | 0 | 88
MB710 | 710diam mounting brackets (4 per set) | FM - DONKIN | 1 | 9 | GALVAGLOW (PTY) LTD | 0 | 0 | 0.5 | 9 | 4 | 0 | 0 | 22
MB710UG | 710diam mounting brackets Ungalvanized (4 per set) | FM - DONKIN | 1 | 32 | ULTIMATENG (PTY) LTD | 0 | 0 | 0.5 | 32 | 16 | 0 | 0 | 80
MB800 | 800diam mounting brackets |  | 21 | 9 | CFW Fans (Pty) Ltd | 48.78 | 0 | 0.6 | 1 | 1 | 0 | 0 | 3
MB800UG | 800diam mounting brackets Ungalvanized (4 per set) | FM - DONKIN | 2 | 44 | ULTIMATENG (PTY) LTD | 0 | 0 | 0.5 | 22 | 11 | 0 | 0 | 55
MB900UG | 900diam mounting brackets Ungalvanized (4 per set) | FM - DONKIN | 1 | 24 | ULTIMATENG (PTY) LTD | 0 | 0 | 0.5 | 24 | 12 | 0 | 0 | 60
MF | Mounting Feet |  | 1 | 0 |  | 0 | 0 | 0.5 | 1 | 1 | 0 | 0 | 2
MF125011006 | MFAJAX-3 1250 c/w 11,00KW 6P 380V | FM - DONKIN | 1 | 0 |  | 0 | 0 | 0.5 | 1 | 1 | 0 | 0 | 2
MF125015006 | MFAJAX-3 1250 c/w 15,00KW 6P 380V | FM - DONKIN | 1 | 0 |  | 0 | 0 | 0.5 | 1 | 1 | 0 | 0 | 2
MF125018506 | MFAJAX-3 1250 c/w 18,50KW 6P 380V | FM - DONKIN | 1 | 0 |  | 0 | 0 | 0.5 | 1 | 1 | 0 | 0 | 2
MF12502206 | MFAJAX-3 1250 c/w 2,20KW 6P 380V | FM - DONKIN | 1 | 0 |  | 0 | 0 | 0.5 | 1 | 1 | 0 | 0 | 2
MF12503006 | MFAJAX-3 1250 c/w 3,00KW 6P 380V | FM - DONKIN | 1 | 0 |  | 0 | 0 | 0.5 | 1 | 1 | 0 | 0 | 2
MF12504006 | MFAJAX-3 1250 c/w 4,00KW 6P 380V | FM - DONKIN | 1 | 0 |  | 0 | 0 | 0.5 | 1 | 1 | 0 | 0 | 2
MF12504008 | MFAJAX-3 1250 c/w 4,00KW 8P 380V | FM - DONKIN | 3 | 0 |  | 0 | 2 | 0.5 | 1 | 1 | 0 | 0 | 2
MF12505506 | MFAJAX-3 1250 c/w 5,50KW 6P 380V | FM - DONKIN | 1 | 0 |  | 0 | 0 | 0.5 | 1 | 1 | 0 | 0 | 2
MF12505508 | MFAJAX-3 1250 c/w 5,50KW 8P 380V | FM - DONKIN | 1 | 0 |  | 0 | 0 | 0.5 | 1 | 1 | 0 | 0 | 2
MF12507506 | MFAJAX-3 1250 c/w 7,50KW 6P 380V | FM - DONKIN | 1 | 0 |  | 0 | 0 | 0.5 | 1 | 1 | 0 | 0 | 2
MF12507508 | MFAJAX-3 1250 c/w 7,50KW 8P 380V | FM - DONKIN | 1 | 0 |  | 0 | 0 | 0.5 | 1 | 1 | 0 | 0 | 2
MFA100011004 | MAXFLO 1000/250/14 A c/w 11,00KW 4P 380V | FM - DONKIN | 32 | 5 | Centrifab (Pty) Ltd | 3774 | 2 | 0.8 | 1 | 1 | 0 | 0 | 3
MFA100015004 | MAXFLO 1000/250/14 A c/w 15,00KW 4P 380V | FM - DONKIN | 1 | 0 |  | 0 | 0 | 0.5 | 1 | 1 | 0 | 0 | 2
MFA100018504 | MAXFLO 1000/250/14 A c/w 18,50KW 4P 380V | FM - DONKIN | 1 | 0 |  | 0 | 0 | 0.5 | 1 | 1 | 0 | 0 | 2
MFA10002206 | MAXFLO 1000/250/14 A c/w 2,20KW 6P 380V | FM - DONKIN | 1 | 0 |  | 0 | 0 | 0.5 | 1 | 1 | 0 | 0 | 2
MFA10003006 | MAXFLO 1000/250/14 A c/w 3,00KW 6P 380V | FM - DONKIN | 1 | 0 |  | 0 | 0 | 0.5 | 1 | 1 | 0 | 0 | 2
MFA10004004 | MAXFLO 1000/250/14 A c/w 4,00KW 4P 380V | FM - DONKIN | 1 | 1 | Centrifab (Pty) Ltd | 11554.27 | 0 | 0.5 | 1 | 1 | 0 | 0 | 2
MFA10004006 | MAXFLO 1000/250/14 A c/w 4,00KW 6P 380V | FM - DONKIN | 1 | 0 |  | 0 | 0 | 0.5 | 1 | 1 | 0 | 0 | 2
MFA10005504 | MAXFLO 1000/250/14 A c/w 5,50KW 4P 380V | FM - DONKIN | 11 | 0 |  | 0 | 2 | 0.5 | 1 | 1 | 0 | 0 | 2
MFA10005506 | MAXFLO 1000/250/14 A c/w 5,50KW 6P 380V | FM - DONKIN | 1 | 0 |  | 0 | 0 | 0.5 | 1 | 1 | 0 | 0 | 2
MFA10007504 | MAXFLO 1000/250/14 A c/w 7,50KW 4P 380V | FM - DONKIN | 1 | 0 |  | 0 | 0 | 0.5 | 1 | 1 | 0 | 0 | 2
MFA3150186 | MAXFLO 315/150/10 A c/w 0,18KW 6P 380V | FM - DONKIN | 1 | 0 |  | 0 | 0 | 0.5 | 1 | 1 | 0 | 0 | 2
MFA3150372 | MAXFLO 315/150/10 A c/w 0.37kW 2P 380V | FM - DONKIN | 1 | 0 |  | 0 | 1 | 0.5 | 1 | 1 | 0 | 0 | 2
MFA3150552 | MAXFLO 315/150/10 A c/w 0,55KW 2P 380V | FM - DONKIN | 22 | 0 |  | 0 | 19 | 0.5 | 1 | 1 | 0 | 0 | 2
MFA3150752 | MAXFLO 315/150/10 A c/w 0,75KW 2P 380V | FM - DONKIN | 18 | 0 |  | 0 | 10 | 0.5 | 1 | 1 | 0 | 0 | 2
MFA4000374 | MAXFLO 400/150/10 A c/w 0,37KW 4P 380V | FM - DONKIN | 16 | 0 |  | 0 | 7 | 0.5 | 1 | 1 | 0 | 0 | 2
MFA4000552 | MAXFLO 400/150/10 A c/w 0,55KW 2P 380V | FM - DONKIN | 1 | 0 |  | 0 | 1 | 0.5 | 1 | 1 | 0 | 0 | 2
MFA4000554 | MAXFLO 400/150/10 A c/w 0,55KW 4P 380V | FM - DONKIN | 1 | 0 |  | 0 | 0 | 0.5 | 1 | 1 | 0 | 0 | 2
MFA4000556 | MAXFLO 400/150/10 A c/w 0,55KW 6P 380V | FM - DONKIN | 1 | 0 |  | 0 | 0 | 0.5 | 1 | 1 | 0 | 0 | 2
MFA4000752 | MAXFLO 400/150/10 A c/w 0,75KW 2P 380V | FM - DONKIN | 10 | 0 |  | 0 | 4 | 0.5 | 1 | 1 | 0 | 0 | 2
MFA40007521 | MAXFLO 400/150/10 A c/w 0.75KW 2P 220V | FM - DONKIN | 1 | 0 |  | 0 | 0 | 0.5 | 1 | 1 | 0 | 0 | 2
MFA4001102 | MAXFLO 400/150/10 A c/w 1,10KW 2P 380V | FM - DONKIN | 27 | 4 | Centrifab (Pty) Ltd | 7100 | 19 | 0.5 | 1 | 1 | 0 | 0 | 2
MFA4001502 | MAXFLO 400/150/10 A c/w 1.50KW 2P 380V | FM - DONKIN | 1 | 0 |  | 0 | 1 | 0.5 | 1 | 1 | 0 | 0 | 2
MFA4002202 | MAXFLO 400/150/10 A c/w 2,20KW 2P 380V | FM - DONKIN | 1 | 0 |  | 0 | 0 | 0.5 | 1 | 1 | 0 | 0 | 2
MFA5000254 | MAXFLO 500/150/10 A c/w 0,25KW 4P 380V | FM - DONKIN | 1 | 0 |  | 0 | 0 | 0.5 | 1 | 1 | 0 | 0 | 2
MFA5000374 | MAXFLO 500/150/10 A c/w 0.37KW 4P 380V | FM - DONKIN | 1 | 0 |  | 0 | 0 | 0.5 | 1 | 1 | 0 | 0 | 2
MFA5000554 | MAXFLO 500/150/10 A c/w 0,55KW 4P 380V | FM - DONKIN | 30 | 1 | Air Speration | 5824.76 | 9 | 0.5 | 1 | 1 | 0 | 0 | 2
MFA5000556 | MAXFLO 500/150/10 A c/w 0,55KW 6P 380V | FM - DONKIN | 1 | 0 |  | 0 | 0 | 0.5 | 1 | 1 | 0 | 0 | 2
MFA5000754 | MAXFLO 500/150/10 A c/w 0,75KW 4P 380V | FM - DONKIN | 6 | 0 |  | 0 | 5 | 0.5 | 1 | 1 | 0 | 0 | 2
MFA5000754PTL | MAXFLO 500/150/10 A c/w 0,75KW 4P 380V (Plate Mount) |  | 1 | 0 |  | 0 | 0 | 0.5 | 1 | 1 | 0 | 0 | 2
MFA5001102 | MAXFLO 500/150/10 A c/w 1,10KW 2P 380V | FM - DONKIN | 13 | 0 |  | 0 | 8 | 0.5 | 1 | 1 | 0 | 0 | 2
MFA5001104 | MAXFLO 500/150/10 A c/w 1,10KW 4P 380V | FM - DONKIN | 13 | 0 |  | 0 | 4 | 0.5 | 1 | 1 | 0 | 0 | 2
MFA5001504 | MAXFLO 500/150/10 A c/w 1,50KW 4P 380V | FM - DONKIN | 1 | 0 |  | 0 | 0 | 0.5 | 1 | 1 | 0 | 0 | 2
MFA5002202 | MAXFLO 500/150/10 A c/w 2,20KW 2P 380V | FM - DONKIN | 30 | 2 | Air Speration | 8942.15 | 2 | 0.9 | 1 | 1 | 0 | 0 | 3
MFA5003002 | MAXFLO 500/150/10 A c/w 3.00kW 2P 380V | FM - DONKIN | 1 | 0 |  | 0 | 1 | 0.5 | 1 | 1 | 0 | 0 | 2
MFA5004002 | MAXFLO 500/150/10 A c/w 4,00KW 2P 380V | FM - DONKIN | 30 | 0 |  | 0 | 11 | 0.5 | 1 | 1 | 0 | 0 | 2
MFA500FP | MAXFLO 500/150/10 A c/w 0,25KW 4P 380V Flame Proof |  | 1 | 0 |  | 0 | 0 | 0.5 | 1 | 1 | 0 | 0 | 2
MFA90011004 | MAXFLO 900/250/14 A c/w 11,00KW 4P 380V | FM - DONKIN | 1 | 1 | Air Speration | 8127.2 | 0 | 0.5 | 1 | 1 | 0 | 0 | 2
MFA9001506 | MAXFLO 900/250/14 A c/w 1,50KW 6P 380V | FM - DONKIN | 1 | 0 |  | 0 | 1 | 0.5 | 1 | 1 | 0 | 0 | 2
MFA9002204 | MAXFLO 900/250/14 A c/w 2,20KW 4P 380V | FM - DONKIN | 1 | 1 | Centrifab (Pty) Ltd | 8127.2 | 0 | 0.5 | 1 | 1 | 0 | 0 | 2
MFA9003004 | MAXFLO 900/250/14 A c/w 3,00KW 4P 380V | FM - DONKIN | 5 | 0 |  | 0 | 2 | 0.5 | 1 | 1 | 0 | 0 | 2
MFA9003006 | MAXFLO 900/250/14 A c/w 3,00KW 6P 380V | FM - DONKIN | 1 | 0 |  | 0 | 0 | 0.5 | 1 | 1 | 0 | 0 | 2
MFA9004004 | MAXFLO 900/250/14 A c/w 4,00KW 4P 380V | FM - DONKIN | 1 | 0 |  | 0 | 1 | 0.5 | 1 | 1 | 0 | 0 | 2
MFA9004006 | MAXFLO 900/250/14 A c/w 4,00KW 6P 380V | FM - DONKIN | 1 | 0 |  | 0 | 0 | 0.5 | 1 | 1 | 0 | 0 | 2
MFA9005504 | MAXFLO 900/250/14 A c/w 5,50KW 4P 380V | FM - DONKIN | 8 | 0 |  | 0 | 5 | 0.5 | 1 | 1 | 0 | 0 | 2
MFA9007504 | MAXFLO 900/250/14 A c/w 7,50KW 4P 380V | FM - DONKIN | 1 | 0 |  | 0 | 1 | 0.5 | 1 | 1 | 0 | 0 | 2
MFAY5600256 | MAXFLO 560/150/10 A c/w 0,25KW 6P 380V | FM - DONKIN | 1 | 0 |  | 0 | 0 | 0.5 | 1 | 1 | 0 | 0 | 2
MFAY5600374 | MAXFLO 560/150/10 A c/w 0,37KW 4P 380V | FM - DONKIN | 1 | 0 |  | 0 | 1 | 0.5 | 1 | 1 | 0 | 0 | 2
MFAY5600554 | MAXFLO 560/150/10 A c/w 0,55KW 4P 380V | FM - DONKIN | 28 | 1 | Air Speration | 5685.45 | 8 | 0.5 | 1 | 1 | 0 | 0 | 2
MFAY5600556 | MAXFLO 560/150/10 A c/w 0,55KW 6P 380V | FM - DONKIN | 1 | 0 |  | 0 | 0 | 0.5 | 1 | 1 | 0 | 0 | 2
MFAY5600754 | MAXFLO 560/150/10 A c/w 0,75KW 4P 380V | FM - DONKIN | 16 | 0 |  | 0 | 10 | 0.5 | 1 | 1 | 0 | 0 | 2
MFAY5601104 | MAXFLO 560/150/10 A c/w 1,10KW 4P 380V | FM - DONKIN | 33 | 0 |  | 0 | 11 | 0.5 | 1 | 1 | 0 | 0 | 2
MFAY5601104. | MAXFLO 560/150/10 A c/w 0,75KW 4P 220V |  | 1 | 0 |  | 0 | 0 | 0.5 | 1 | 1 | 0 | 0 | 2
MFAY5601504 | MAXFLO 560/150/10 A c/w 1,50KW 4P 380V | FM - DONKIN | 4 | 0 |  | 0 | 3 | 0.5 | 1 | 1 | 0 | 0 | 2
MFAY5602202 | MAXFLO 560/150/10 A c/w 2,20KW 2P 380V | FM - DONKIN | 1 | 0 |  | 0 | 2 | 0.5 | 2 | 1 | 0 | 0 | 5
MFAY5604002 | MAXFLO 560/150/10 A c/w 4,00KW 2P 380V | FM - DONKIN | 1 | 0 |  | 0 | 2 | 0.5 | 2 | 1 | 0 | 0 | 5
MFAY6300374 | MAXFLO 630/150/10 A c/w 0,37KW 4P 380V | FM - DONKIN | 1 | 0 |  | 0 | 0 | 0.5 | 1 | 1 | 0 | 0 | 2
MFAY6300554 | MAXFLO 630/150/10 A c/w 0,55KW 4P 380V | FM - DONKIN | 1 | 2 | Centrifab (Pty) Ltd | 2700 | 0 | 0.5 | 2 | 1 | 0 | 0 | 5
MFAY6300556 | MAXFLO 630/150/10 A c/w 0,55KW 6P 380V | FM - DONKIN | 1 | 0 |  | 0 | 1 | 0.5 | 1 | 1 | 0 | 0 | 2
MFAY6300754 | MAXFLO 630/150/10 A c/w 0,75KW 4P 380V | FM - DONKIN | 1 | 0 |  | 0 | 4 | 0.5 | 4 | 2 | 0 | 0 | 10
MFAY6300756 | MAXFLO 630/150/10 A c/w 0,75KW 6P 380V | FM - DONKIN | 1 | 0 |  | 0 | 0 | 0.5 | 1 | 1 | 0 | 0 | 2
MFAY6301104 | MAXFLO 630/150/10 A c/w 1,10KW 4P 380V | FM - DONKIN | 4 | 0 |  | 0 | 3 | 0.5 | 1 | 1 | 0 | 0 | 2
MFAY6301106 | MAXFLO 630/150/10 A c/w 1,10KW 6P 380V | FM - DONKIN | 1 | 0 |  | 0 | 0 | 0.5 | 1 | 1 | 0 | 0 | 2
MFAY6301504 | MAXFLO 630/150/10 A c/w 1,50KW 4P 380V | FM - DONKIN | 12 | 0 |  | 0 | 8 | 0.5 | 1 | 1 | 0 | 0 | 2
MFAY6302204 | MAXFLO 630/150/10 A c/w 2,20KW 4P 380V | FM - DONKIN | 11 | 0 |  | 0 | 8 | 0.5 | 1 | 1 | 0 | 0 | 2
MFAY6303004 | MAXFLO 630/150/10 A c/w 3,00KW 4P 380V | FM - DONKIN | 1 | 0 |  | 0 | 1 | 0.5 | 1 | 1 | 0 | 0 | 2
MFAY6304002 | MAXFLO 630/150/10 A c/w 4,00KW 2P 380V | FM - DONKIN | 1 | 0 |  | 0 | 0 | 0.5 | 1 | 1 | 0 | 0 | 2
MFAY6304004 | MAXFLO 630/150/10 A c/w 4,00KW 4P 380V | FM - DONKIN | 1 | 0 |  | 0 | 0 | 0.5 | 1 | 1 | 0 | 0 | 2
MFAY7100556 | MAXFLO 710/150/10 A c/w 0,55KW 6P 380V | FM - DONKIN | 1 | 0 |  | 0 | 0 | 0.5 | 1 | 1 | 0 | 0 | 2
MFAY7100754 | MAXFLO 710/150/10 A c/w 0,75KW 4P 380V | FM - DONKIN | 1 | 0 |  | 0 | 0 | 0.5 | 1 | 1 | 0 | 0 | 2
MFAY7101104 | MAXFLO 710/150/10 A c/w 1,10KW 4P 380V | FM - DONKIN | 24 | 12 | Centrifab (Pty) Ltd | 8558.02 | 3 | 0.8 | 1 | 1 | 0 | 0 | 3
MFAY7101106 | MAXFLO 710/150/10 A c/w 1,10KW 6P 380V | FM - DONKIN | 1 | 0 |  | 0 | 0 | 0.5 | 1 | 1 | 0 | 0 | 2
MFAY7101504 | MAXFLO 710/150/10 A c/w 1,50KW 4P 380V | FM - DONKIN | 4 | 0 |  | 0 | 8 | 0.5 | 2 | 1 | 0 | 0 | 5
MFAY7101506 | MAXFLO 710/150/10 A c/w 1,50KW 6P 380V | FM - DONKIN | 1 | 0 |  | 0 | 0 | 0.5 | 1 | 1 | 0 | 0 | 2
MFAY7102204 | MAXFLO 710/150/10 A c/w 2,20KW 4P 380V | FM - DONKIN | 1 | 0 |  | 0 | 1 | 0.5 | 1 | 1 | 0 | 0 | 2
MFAY7103004 | MAXFLO 710/150/10 A c/w 3,00KW 4P 380V | FM - DONKIN | 1 | 0 |  | 0 | 0 | 0.5 | 1 | 1 | 0 | 0 | 2
MFAY7104004 | MAXFLO 710/150/10 A c/w 4,00KW 4P 380V | FM - DONKIN | 26 | 1 | Air Speration | 9521.1 | 8 | 1.7 | 1 | 2 | 0 | 0 | 4
MFAY7105504 | MAXFLO 710/150/10 A c/w 5,50KW 4P 380V | FM - DONKIN | 1 | 0 |  | 0 | 0 | 0.5 | 1 | 1 | 0 | 0 | 2
MFAY8000556 | MAXFLO 800/150/10 A c/w 0,55KW 6P 380V | FM - DONKIN | 1 | 0 |  | 0 | 0 | 0.5 | 1 | 1 | 0 | 0 | 2
MFAY8000756 | MAXFLO 800/150/10 A c/w 0,75KW 6P 380V | FM - DONKIN | 1 | 0 | Centrifab (Pty) Ltd | 0 | 0 | 1.2 | 1 | 1 | 0 | 0 | 3
MFAY8001104 | MAXFLO 800/150/10 A c/w 1,10KW 4P 380V | FM - DONKIN | 1 | 0 |  | 0 | 0 | 0.5 | 1 | 1 | 0 | 0 | 2
MFAY8001106 | MAXFLO 800/150/10 A c/w 1,10KW 6P 380V | FM - DONKIN | 1 | 0 |  | 0 | 0 | 0.5 | 1 | 1 | 0 | 0 | 2
MFAY8001504 | MAXFLO 800/150/10 A c/w 1,50KW 4P 380V | FM - DONKIN | 1 | 0 |  | 0 | 1 | 0.5 | 1 | 1 | 0 | 0 | 2
MFAY8001506 | MAXFLO 800/150/10 A c/w 1,50KW 6P 380V | FM - DONKIN | 1 | 0 |  | 0 | 0 | 0.5 | 1 | 1 | 0 | 0 | 2
MFAY8002204 | MAXFLO 800/150/10 A c/w 2,20KW 4P 380V | FM - DONKIN | 1 | 0 |  | 0 | 3 | 0.5 | 3 | 2 | 0 | 0 | 8
MFAY8002206 | MAXFLO 800/150/10 A c/w 2,20KW 6P 380V | FM - DONKIN | 1 | 0 |  | 0 | 0 | 0.5 | 1 | 1 | 0 | 0 | 2
MFAY8003004 | MAXFLO 800/150/10 A c/w 3,00KW 4P 380V | FM - DONKIN | 6 | 0 |  | 0 | 3 | 0.5 | 1 | 1 | 0 | 0 | 2
MFAY8003006 | MAXFLO 800/150/10 A c/w 3,00KW 6P 380V | FM - DONKIN | 1 | 0 |  | 0 | 0 | 0.5 | 1 | 1 | 0 | 0 | 2
MFAY8004004 | MAXFLO 800/150/10 A c/w 4,00KW 4P 380V | FM - DONKIN | 1 | 0 |  | 0 | 1 | 0.5 | 1 | 1 | 0 | 0 | 2
MFAY8005504 | MAXFLO 800/150/10 A c/w 5,50KW 4P 380V | FM - DONKIN | 1 | 0 |  | 0 | 0 | 0.5 | 1 | 1 | 0 | 0 | 2
MFAY8007504 | MAXFLO 800/150/10 A c/w 7,50KW 4P 380V | FM - DONKIN | 1 | 0 |  | 0 | 1 | 0.5 | 1 | 1 | 0 | 0 | 2
MFAZ5600374 | MAXFLO 560/250/14 A c/w 0,37KW 4P 380V | FM - DONKIN | 1 | 0 |  | 0 | 0 | 0.5 | 1 | 1 | 0 | 0 | 2
MFAZ5600554 | MAXFLO 560/250/14 A c/w 0,55KW 4P 380V | FM - DONKIN | 17 | 0 |  | 0 | 6 | 0.5 | 1 | 1 | 0 | 0 | 2
MFAZ5600556 | MAXFLO 560/250/14 A c/w 0,55KW 6P 380V | FM - DONKIN | 1 | 0 |  | 0 | 0 | 0.5 | 1 | 1 | 0 | 0 | 2
MFAZ5600754 | MAXFLO 560/250/14 A c/w 0,75KW 4P 380V | FM - DONKIN | 12 | 0 |  | 0 | 15 | 0.5 | 1.5 | 1 | 0 | 0 | 4
MFAZ5600756 | MAXFLO 560/250/14 A c/w 0,75KW 6P 380V | FM - DONKIN | 1 | 0 |  | 0 | 0 | 0.5 | 1 | 1 | 0 | 0 | 2
MFAZ5601104 | MAXFLO 560/250/14 A c/w 1,10KW 4P 380V | FM - DONKIN | 13 | 0 |  | 0 | 5 | 0.5 | 1 | 1 | 0 | 0 | 2
MFAZ5601504 | MAXFLO 560/250/14 A c/w 1,50KW 4P 380V | FM - DONKIN | 1 | 0 |  | 0 | 3 | 0.5 | 3 | 2 | 0 | 0 | 8
MFAZ5602202 | MAXFLO 560/250/14 A c/w 2,20KW 2P 380V | FM - DONKIN | 10 | 0 |  | 0 | 3 | 0.5 | 1 | 1 | 0 | 0 | 2
MFAZ5604002 | MAXFLO 560/250/14 A c/w 4,00KW 2P 380V | FM - DONKIN | 31 | 1 | Air Speration | 9281.52 | 2 | 0.5 | 1 | 1 | 0 | 0 | 2
MFAZ6300374 | MAXFLO 630/250/14 A c/w 0,37KW 4P 380V | FM - DONKIN | 1 | 1 | Centrifab (Pty) Ltd | 3511.53 | 0 | 1.4 | 1 | 1 | 0 | 0 | 3
MFAZ6300554 | MAXFLO 630/250/14 A c/w 0,55KW 4P 380V | FM - DONKIN | 1 | 0 |  | 0 | 1 | 0.5 | 1 | 1 | 0 | 0 | 2
MFAZ6300754 | MAXFLO 630/250/14 A c/w 0,75KW 4P 380V | FM - DONKIN | 1 | 0 |  | 0 | 1 | 0.5 | 1 | 1 | 0 | 0 | 2
MFAZ6301104 | MAXFLO 630/250/14 A c/w 1,10KW 4P 380V | FM - DONKIN | 26 | 3 | Air Speration | 8775 | 5 | 0.7 | 1 | 1 | 0 | 0 | 3
MFAZ6301504 | MAXFLO 630/250/14 A c/w 1,50KW 4P 380V | FM - DONKIN | 25 | 1 | Centrifab (Pty) Ltd | 8058 | 9 | 0.5 | 1 | 1 | 0 | 0 | 2
MFAZ6302204 | MAXFLO 630/250/14 A c/w 2,20KW 4P 380V | FM - DONKIN | 19 | 0 |  | 0 | 17 | 0.5 | 1 | 1 | 0 | 0 | 2
MFAZ6303004 | MAXFLO 630/250/14 A c/w 3,00KW 4P 380V | FM - DONKIN | 20 | 0 |  | 0 | 3 | 0.5 | 1 | 1 | 0 | 0 | 2
MFAZ6304002 | MAXFLO 630/250/14 A c/w 4,00KW 2P 380V | FM - DONKIN | 1 | 0 |  | 0 | 0 | 0.5 | 1 | 1 | 0 | 0 | 2
MFAZ6304004 | MAXFLO 630/250/14 A c/w 4,00KW 4P 380V | FM - DONKIN | 1 | 0 |  | 0 | 2 | 0.5 | 2 | 1 | 0 | 0 | 5
MFAZ7100556 | MAXFLO 710/250/14 A c/w 0,55KW 6P 380V | FM - DONKIN | 1 | 0 |  | 0 | 0 | 0.5 | 1 | 1 | 0 | 0 | 2
MFAZ7100754 | MAXFLO 710/250/14 A c/w 0,75KW 4P 380V | FM - DONKIN | 1 | 0 |  | 0 | 0 | 0.5 | 1 | 1 | 0 | 0 | 2
MFAZ7101104 | MAXFLO 710/250/14 A c/w 1,10KW 4P 380V | FM - DONKIN | 31 | 2 | Air Speration | 10080 | 15 | 1.1 | 1 | 1 | 0 | 0 | 3
MFAZ7101106 | MAXFLO 710/250/14 A c/w 1,10KW 6P 380V | FM - DONKIN | 1 | 0 |  | 0 | 0 | 0.5 | 1 | 1 | 0 | 0 | 2
MFAZ7101504 | MAXFLO 710/250/14 A c/w 1,50KW 4P 380V | FM - DONKIN | 5 | 0 |  | 0 | 2 | 0.5 | 1 | 1 | 0 | 0 | 2
MFAZ7101506 | MAXFLO 710/250/14 A c/w 1,50KW 6P 380V | FM - DONKIN | 1 | 0 |  | 0 | 0 | 0.5 | 1 | 1 | 0 | 0 | 2
MFAZ7102204 | MAXFLO 710/250/14 A c/w 2,20KW 4P 380V | FM - DONKIN | 12 | 0 |  | 0 | 3 | 0.5 | 1 | 1 | 0 | 0 | 2
MFAZ7103004 | MAXFLO 710/250/14 A c/w 3,00KW 4P 380V | FM - DONKIN | 1 | 0 |  | 0 | 0 | 0.5 | 1 | 1 | 0 | 0 | 2
MFAZ7104004 | MAXFLO 710/250/14 A c/w 4,00KW 4P 380V | FM - DONKIN | 11 | 0 |  | 0 | 7 | 0.5 | 1 | 1 | 0 | 0 | 2
MFAZ7105504 | MAXFLO 710/250/14 A c/w 5,50KW 4P 380V | FM - DONKIN | 22 | 2 | Air Speration | 9912 | 3 | 0.5 | 1 | 1 | 0 | 0 | 2
MFAZ8000556 | MAXFLO 800/250/14 A c/w 0,55KW 6P 380V | FM - DONKIN | 1 | 0 |  | 0 | 0 | 0.5 | 1 | 1 | 0 | 0 | 2
MFAZ8000756 | MAXFLO 800/250/14 A c/w 0,75KW 6P 380V | FM - DONKIN | 1 | 0 |  | 0 | 0 | 0.5 | 1 | 1 | 0 | 0 | 2
MFAZ8001104 | MAXFLO 800/250/14 A c/w 1,10KW 4P 380V | FM - DONKIN | 1 | 0 |  | 0 | 0 | 0.5 | 1 | 1 | 0 | 0 | 2
MFAZ8001106 | MAXFLO 800/250/14 A c/w 1,10KW 6P 380V | FM - DONKIN | 1 | 0 |  | 0 | 0 | 0.5 | 1 | 1 | 0 | 0 | 2
MFAZ8001504 | MAXFLO 800/250/14 A c/w 1,50KW 4P 380V | FM - DONKIN | 1 | 0 |  | 0 | 0 | 0.5 | 1 | 1 | 0 | 0 | 2
MFAZ8001506 | MAXFLO 800/250/14 A c/w 1,50KW 6P 380V | FM - DONKIN | 1 | 0 |  | 0 | 0 | 0.5 | 1 | 1 | 0 | 0 | 2
MFAZ8002204 | MAXFLO 800/250/14 A c/w 2,20KW 4P 380V | FM - DONKIN | 16 | 1 | Air Speration | 8492.74 | 2 | 0.5 | 1 | 1 | 0 | 0 | 2
MFAZ8002206 | MAXFLO 800/250/14 A c/w 2,20KW 6P 380V | FM - DONKIN | 1 | 0 |  | 0 | 0 | 0.5 | 1 | 1 | 0 | 0 | 2
MFAZ8003004 | MAXFLO 800/250/14 A c/w 3,00KW 4P 380V | FM - DONKIN | 4 | 0 |  | 0 | 3 | 0.5 | 1 | 1 | 0 | 0 | 2
MFAZ8003006 | MAXFLO 800/250/14 A c/w 3,00KW 6P 380V | FM - DONKIN | 1 | 0 |  | 0 | 0 | 0.5 | 1 | 1 | 0 | 0 | 2
MFAZ8004004 | MAXFLO 800/250/14 A c/w 4,00KW 4P 380V | FM - DONKIN | 1 | 0 |  | 0 | 3 | 0.5 | 3 | 2 | 0 | 0 | 8
MFAZ8005504 | MAXFLO 800/250/14 A c/w 5,50KW 4P 380V | FM - DONKIN | 1 | 0 |  | 0 | 5 | 0.5 | 5 | 2 | 0 | 0 | 12
MFAZ8007504 | MAXFLO 800/250/14 A c/w 7,50KW 4P 380V | FM - DONKIN | 1 | 0 |  | 0 | 0 | 0.5 | 1 | 1 | 0 | 0 | 2
MFP100011004 | MAXFLO 1000/250/14 P c/w 11,00KW 4P 380V | FM - DONKIN | 1 | 0 |  | 0 | 0 | 0.5 | 1 | 1 | 0 | 0 | 2
MFP100015004 | MAXFLO 1000/250/14 P c/w 15,00KW 4P 380V | FM - DONKIN | 1 | 0 |  | 0 | 0 | 0.5 | 1 | 1 | 0 | 0 | 2
MFP100018504 | MAXFLO 1000/250/14 P c/w 18,50KW 4P 380V | FM - DONKIN | 1 | 0 |  | 0 | 0 | 0.5 | 1 | 1 | 0 | 0 | 2
MFP10002206 | MAXFLO 1000/250/14 P c/w 2,20KW 6P 380V | FM - DONKIN | 1 | 0 |  | 0 | 0 | 0.5 | 1 | 1 | 0 | 0 | 2
MFP10003006 | MAXFLO 1000/250/14 P c/w 3,00KW 6P 380V | FM - DONKIN | 1 | 0 |  | 0 | 0 | 0.5 | 1 | 1 | 0 | 0 | 2
MFP10004004 | MAXFLO 1000/250/14 P c/w 4,00KW 4P 380V | FM - DONKIN | 1 | 0 |  | 0 | 0 | 0.5 | 1 | 1 | 0 | 0 | 2
MFP10004006 | MAXFLO 1000/250/14 P c/w 4,00KW 6P 380V | FM - DONKIN | 1 | 0 |  | 0 | 0 | 0.5 | 1 | 1 | 0 | 0 | 2
MFP10005504 | MAXFLO 1000/250/14 P c/w 5,50KW 4P 380V | FM - DONKIN | 17 | 0 |  | 0 | 2 | 0.5 | 1 | 1 | 0 | 0 | 2
MFP10005506 | MAXFLO 1000/250/14 P c/w 5,50KW 6P 380V | FM - DONKIN | 1 | 0 |  | 0 | 0 | 0.5 | 1 | 1 | 0 | 0 | 2
MFP10007504 | MAXFLO 1000/250/14 P c/w 7,50KW 4P 380V | FM - DONKIN | 4 | 0 |  | 0 | 2 | 0.5 | 1 | 1 | 0 | 0 | 2
MFP3150186 | MAXFLO 315/150/10 P c/w 0,18KW 6P 380V | FM - DONKIN | 1 | 0 |  | 0 | 0 | 0.5 | 1 | 1 | 0 | 0 | 2
MFP3150254 | MAXFLO 315/150/10 P c/w 0,25KW 4P 380V | FM - DONKIN | 27 | 4 | Air Speration | 4150.17 | 10 | 0.5 | 1 | 1 | 0 | 0 | 2
MFP3150374 | MAXFLO 315/150/10 P c/w 0,37KW 4P 380V | FM - DONKIN | 19 | 0 |  | 0 | 5 | 0.5 | 1 | 1 | 0 | 0 | 2
MFP3150552 | MAXFLO 315/150/10 P c/w 0,55KW 2P 380V | FM - DONKIN | 25 | 4 | Air Speration | 4157 | 30 | 0.6 | 1.5 | 1 | 0 | 0 | 4
MFP3150752 | MAXFLO 315/150/10 P c/w 0,75KW 2P 380V | FM - DONKIN | 19 | 1 | Air Speration | 4633 | 2 | 0.5 | 1 | 1 | 0 | 0 | 2
MFP4000254 | MAXFLO 400/150/10 P c/w 0,25KW 4P 380V | FM - DONKIN | 12 | 7 | Centrifab (Pty) Ltd | 4402.8 | 9 | 0.5 | 1 | 1 | 0 | 0 | 2
MFP4000374 | MAXFLO 400/150/10 P c/w 0,37KW 4P 380V | FM - DONKIN | 7 | 3 | Centrifab (Pty) Ltd | 4559.13 | 5 | 0.5 | 1 | 1 | 0 | 0 | 2
MFP4000552 | MAXFLO 400/150/10 P c/w 0,55KW 2P 380V | FM - DONKIN | 15 | 0 |  | 0 | 2 | 0.5 | 1 | 1 | 0 | 0 | 2
MFP4000554 | MAXFLO 400/150/10 P c/w 0,55KW 4P 380V | FM - DONKIN | 4 | 0 |  | 0 | 4 | 0.5 | 1 | 1 | 0 | 0 | 2
MFP4000556 | MAXFLO 400/150/10 P c/w 0,55KW 6P 380V | FM - DONKIN | 1 | 0 |  | 0 | 0 | 0.5 | 1 | 1 | 0 | 0 | 2
MFP4000752 | MAXFLO 400/150/10 P c/w 0,75KW 2P 380V | FM - DONKIN | 9 | 0 |  | 0 | 3 | 0.5 | 1 | 1 | 0 | 0 | 2
MFP4001102 | MAXFLO 400/150/10 P c/w 1,10KW 2P 380V | FM - DONKIN | 27 | 2 | Air Speration | 4935.88 | 26 | 1.1 | 1 | 1 | 0 | 0 | 3
MFP4002202 | MAXFLO 400/150/10 P c/w 2,20KW 2P 380V | FM - DONKIN | 1 | 0 |  | 0 | 0 | 0.5 | 1 | 1 | 0 | 0 | 2
MFP5000374 | MAXFLO 500/150/10 P c/w 0,37KW 4P 380V | FM - DONKIN | 31 | 3 | Air Speration | 4138 | 16 | 0.5 | 1 | 1 | 0 | 0 | 2
MFP5000554 | MAXFLO 500/150/10 P c/w 0,55KW 4P 380V | FM - DONKIN | 19 | 1 | Air Speration | 5284.43 | 7 | 0.5 | 1 | 1 | 0 | 0 | 2
MFP5000556 | MAXFLO 500/150/10 P c/w 0,55KW 6P 380V | FM - DONKIN | 1 | 0 |  | 0 | 0 | 0.5 | 1 | 1 | 0 | 0 | 2
MFP5000754 | MAXFLO 500/150/10 P c/w 0,75KW 4P 380V | FM - DONKIN | 16 | 0 |  | 0 | 2 | 0.5 | 1 | 1 | 0 | 0 | 2
MFP5001102 | MAXFLO 500/150/10 P c/w 1,10KW 2P 380V | FM - DONKIN | 1 | 0 |  | 0 | 1 | 0.5 | 1 | 1 | 0 | 0 | 2
MFP5001104 | MAXFLO 500/150/10 P c/w 1,10KW 4P 380V | FM - DONKIN | 1 | 0 |  | 0 | 1 | 0.5 | 1 | 1 | 0 | 0 | 2
MFP5001504 | MAXFLO 500/150/10 P c/w 1,50KW 4P 380V | FM - DONKIN | 1 | 0 |  | 0 | 1 | 0.5 | 1 | 1 | 0 | 0 | 2
MFP5002202 | MAXFLO 500/150/10 P c/w 2,20KW 2P 380V | FM - DONKIN | 1 | 1 | Air Speration | 6487.29 | 1 | 0.5 | 1 | 1 | 0 | 0 | 2
MFP5004002 | MAXFLO 500/150/10 P c/w 4,00KW 2P 380V | FM - DONKIN | 1 | 4 | Centrifab (Pty) Ltd | 8039 | 0 | 0.5 | 4 | 2 | 0 | 0 | 10
MFP90011004 | MAXFLO 900/250/14 P c/w 11,00KW 4P 380V | FM - DONKIN | 1 | 0 |  | 0 | 0 | 0.5 | 1 | 1 | 0 | 0 | 2
MFP9001506 | MAXFLO 900/250/14 P c/w 1,50KW 6P 380V | FM - DONKIN | 1 | 0 |  | 0 | 0 | 0.5 | 1 | 1 | 0 | 0 | 2
MFP9002204 | MAXFLO 900/250/14 P c/w 2,20KW 4P 380V | FM - DONKIN | 1 | 0 |  | 0 | 1 | 0.5 | 1 | 1 | 0 | 0 | 2
MFP9003004 | MAXFLO 900/250/14 P c/w 3,00KW 4P 380V | FM - DONKIN | 1 | 0 |  | 0 | 0 | 0.5 | 1 | 1 | 0 | 0 | 2
MFP9003006 | MAXFLO 900/250/14 P c/w 3,00KW 6P 380V | FM - DONKIN | 1 | 0 |  | 0 | 0 | 0.5 | 1 | 1 | 0 | 0 | 2
MFP9004004 | MAXFLO 900/250/14 P c/w 4,00KW 4P 380V | FM - DONKIN | 1 | 0 |  | 0 | 1 | 0.5 | 1 | 1 | 0 | 0 | 2
MFP9004006 | MAXFLO 900/250/14 P c/w 4,00KW 6P 380V | FM - DONKIN | 1 | 0 |  | 0 | 0 | 0.5 | 1 | 1 | 0 | 0 | 2
MFP9005504 | MAXFLO 900/250/14 P c/w 5,50KW 4P 380V | FM - DONKIN | 1 | 0 |  | 0 | 1 | 0.5 | 1 | 1 | 0 | 0 | 2
MFP9007504 | MAXFLO 900/250/14 P c/w 7,50KW 4P 380V | FM - DONKIN | 1 | 0 |  | 0 | 0 | 0.5 | 1 | 1 | 0 | 0 | 2
MFPY5600256 | MAXFLO 560/150/10 P c/w 0,25KW 6P 380V | FM - DONKIN | 1 | 0 |  | 0 | 0 | 0.5 | 1 | 1 | 0 | 0 | 2
MFPY5600374 | MAXFLO 560/150/10 P c/w 0,37KW 4P 380V | FM - DONKIN | 1 | 0 |  | 0 | 1 | 0.5 | 1 | 1 | 0 | 0 | 2
MFPY5600554 | MAXFLO 560/150/10 P c/w 0,55KW 4P 380V | FM - DONKIN | 33 | 5 | Air Speration | 5138.69 | 9 | 0.5 | 1 | 1 | 0 | 0 | 2
MFPY5600556 | MAXFLO 560/150/10 P c/w 0,55KW 6P 380V | FM - DONKIN | 1 | 0 |  | 0 | 0 | 0.5 | 1 | 1 | 0 | 0 | 2
MFPY5600754 | MAXFLO 560/150/10 P c/w 0,75KW 4P 380V | FM - DONKIN | 25 | 3 | Centrifab (Pty) Ltd | 3606.45 | 8 | 0.5 | 1 | 1 | 0 | 0 | 2
MFPY5601104 | MAXFLO 560/150/10 P c/w 1,10KW 4P 380V | FM - DONKIN | 16 | 2 | Air Speration | 5419 | 5 | 0.9 | 1 | 1 | 0 | 0 | 3
MFPY5601504 | MAXFLO 560/150/10 P c/w 1,50KW 4P 380V | FM - DONKIN | 1 | 0 |  | 0 | 0 | 0.5 | 1 | 1 | 0 | 0 | 2
MFPY5602202 | MAXFLO 560/150/10 P c/w 2,20KW 2P 380V | FM - DONKIN | 1 | 0 |  | 0 | 0 | 0.5 | 1 | 1 | 0 | 0 | 2
MFPY5604002 | MAXFLO 560/150/10 P c/w 4,00KW 2P 380V | FM - DONKIN | 1 | 0 |  | 0 | 0 | 0.5 | 1 | 1 | 0 | 0 | 2
MFPY6300374 | MAXFLO 630/150/10 P c/w 0,37KW 4P 380V | FM - DONKIN | 1 | 0 |  | 0 | 0 | 0.5 | 1 | 1 | 0 | 0 | 2
MFPY6300554 | MAXFLO 630/150/10 P c/w 0,55KW 4P 380V | FM - DONKIN | 1 | 0 |  | 0 | 2 | 0.5 | 2 | 1 | 0 | 0 | 5
MFPY6300556 | MAXFLO 630/150/10 P c/w 0,55KW 6P 380V | FM - DONKIN | 1 | 0 |  | 0 | 0 | 0.5 | 1 | 1 | 0 | 0 | 2
MFPY6300754 | MAXFLO 630/150/10 P c/w 0,75KW 4P 380V | FM - DONKIN | 30 | 4 | Air Speration | 5978.54 | 1 | 1.6 | 1 | 2 | 0 | 0 | 4
MFPY6300756 | MAXFLO 630/150/10 P c/w 0,75KW 6P 380V | FM - DONKIN | 1 | 0 |  | 0 | 0 | 0.5 | 1 | 1 | 0 | 0 | 2
MFPY6301104 | MAXFLO 630/150/10 P c/w 1,10KW 4P 380V | FM - DONKIN | 1 | 1 | Centrifab (Pty) Ltd | 5809.2 | 2 | 0.5 | 2 | 1 | 0 | 0 | 5
MFPY6301106 | MAXFLO 630/150/10 P c/w 1,10KW 6P 380V | FM - DONKIN | 1 | 0 |  | 0 | 0 | 0.5 | 1 | 1 | 0 | 0 | 2
MFPY6301504 | MAXFLO 630/150/10 P c/w 1,50KW 4P 380V | FM - DONKIN | 1 | 0 |  | 0 | 0 | 0.5 | 1 | 1 | 0 | 0 | 2
MFPY6302204 | MAXFLO 630/150/10 P c/w 2,20KW 4P 380V | FM - DONKIN | 1 | 0 |  | 0 | 3 | 0.5 | 3 | 2 | 0 | 0 | 8
MFPY6303004 | MAXFLO 630/150/10 P c/w 3,00KW 4P 380V | FM - DONKIN | 12 | 0 |  | 0 | 2 | 0.5 | 1 | 1 | 0 | 0 | 2
MFPY6304002 | MAXFLO 630/150/10 P c/w 4,00KW 2P 380V | FM - DONKIN | 1 | 0 |  | 0 | 0 | 0.5 | 1 | 1 | 0 | 0 | 2
MFPY6304004 | MAXFLO 630/150/10 P c/w 4,00KW 4P 380V | FM - DONKIN | 1 | 0 |  | 0 | 0 | 0.5 | 1 | 1 | 0 | 0 | 2
MFPY7100556 | MAXFLO 710/150/10 P c/w 0,55KW 6P 380V | FM - DONKIN | 1 | 0 |  | 0 | 0 | 0.5 | 1 | 1 | 0 | 0 | 2
MFPY7100754 | MAXFLO 710/150/10 P c/w 0,75KW 4P 380V | FM - DONKIN | 1 | 0 |  | 0 | 0 | 0.5 | 1 | 1 | 0 | 0 | 2
MFPY7101104 | MAXFLO 710/150/10 P c/w 1,10KW 4P 380V | FM - DONKIN | 1 | 0 |  | 0 | 2 | 0.5 | 2 | 1 | 0 | 0 | 5
MFPY7101106 | MAXFLO 710/150/10 P c/w 1,10KW 6P 380V | FM - DONKIN | 1 | 0 |  | 0 | 0 | 0.5 | 1 | 1 | 0 | 0 | 2
MFPY7101504 | MAXFLO 710/150/10 P c/w 1,50KW 4P 380V | FM - DONKIN | 1 | 0 |  | 0 | 0 | 0.5 | 1 | 1 | 0 | 0 | 2
MFPY7101506 | MAXFLO 710/150/10 P c/w 1,50KW 6P 380V | FM - DONKIN | 1 | 0 |  | 0 | 0 | 0.5 | 1 | 1 | 0 | 0 | 2
MFPY7102204 | MAXFLO 710/150/10 P c/w 2,20KW 4P 380V | FM - DONKIN | 1 | 0 |  | 0 | 1 | 0.5 | 1 | 1 | 0 | 0 | 2
MFPY7103004 | MAXFLO 710/150/10 P c/w 3,00KW 4P 380V | FM - DONKIN | 1 | 0 |  | 0 | 0 | 0.5 | 1 | 1 | 0 | 0 | 2
MFPY7104004 | MAXFLO 710/150/10 P c/w 4,00KW 4P 380V | FM - DONKIN | 1 | 0 |  | 0 | 1 | 0.5 | 1 | 1 | 0 | 0 | 2
MFPY7105504 | MAXFLO 710/150/10 P c/w 5,50KW 4P 380V | FM - DONKIN | 1 | 0 |  | 0 | 0 | 0.5 | 1 | 1 | 0 | 0 | 2
MFPY8000556 | MAXFLO 800/150/10 P c/w 0,55KW 6P 380V | FM - DONKIN | 1 | 0 |  | 0 | 0 | 0.5 | 1 | 1 | 0 | 0 | 2
MFPY8000756 | MAXFLO 800/150/10 P c/w 0,75KW 6P 380V | FM - DONKIN | 1 | 0 |  | 0 | 0 | 0.5 | 1 | 1 | 0 | 0 | 2
MFPY8001104 | MAXFLO 800/150/10 P c/w 1,10KW 4P 380V | FM - DONKIN | 1 | 0 |  | 0 | 0 | 0.5 | 1 | 1 | 0 | 0 | 2
MFPY8001106 | MAXFLO 800/150/10 P c/w 1,10KW 6P 380V | FM - DONKIN | 1 | 0 |  | 0 | 0 | 0.5 | 1 | 1 | 0 | 0 | 2
MFPY8001504 | MAXFLO 800/150/10 P c/w 1,50KW 4P 380V | FM - DONKIN | 1 | 0 |  | 0 | 0 | 0.5 | 1 | 1 | 0 | 0 | 2
MFPY8001506 | MAXFLO 800/150/10 P c/w 1,50KW 6P 380V | FM - DONKIN | 1 | 0 |  | 0 | 0 | 0.5 | 1 | 1 | 0 | 0 | 2
MFPY8002204 | MAXFLO 800/150/10 P c/w 2,20KW 4P 380V | FM - DONKIN | 1 | 0 |  | 0 | 0 | 0.5 | 1 | 1 | 0 | 0 | 2
MFPY8002206 | MAXFLO 800/150/10 P c/w 2,20KW 6P 380V | FM - DONKIN | 1 | 0 |  | 0 | 0 | 0.5 | 1 | 1 | 0 | 0 | 2
MFPY8003004 | MAXFLO 800/150/10 P c/w 3,00KW 4P 380V | FM - DONKIN | 1 | 0 |  | 0 | 1 | 0.5 | 1 | 1 | 0 | 0 | 2
MFPY8003006 | MAXFLO 800/150/10 P c/w 3,00KW 6P 380V | FM - DONKIN | 1 | 0 |  | 0 | 0 | 0.5 | 1 | 1 | 0 | 0 | 2
MFPY8004004 | MAXFLO 800/150/10 P c/w 4,00KW 4P 380V | FM - DONKIN | 1 | 0 |  | 0 | 0 | 0.5 | 1 | 1 | 0 | 0 | 2
MFPY8005504 | MAXFLO 800/150/10 P c/w 5,50KW 4P 380V | FM - DONKIN | 1 | 0 |  | 0 | 1 | 0.5 | 1 | 1 | 0 | 0 | 2
MFPY8007504 | MAXFLO 800/150/10 P c/w 7,50KW 4P 380V | FM - DONKIN | 1 | 0 |  | 0 | 0 | 0.5 | 1 | 1 | 0 | 0 | 2
MFPZ5600374 | MAXFLO 560/250/14 P c/w 0,37KW 4P 380V | FM - DONKIN | 1 | 0 |  | 0 | 0 | 0.5 | 1 | 1 | 0 | 0 | 2
MFPZ5600554 | MAXFLO 560/250/14 P c/w 0,55KW 4P 380V | FM - DONKIN | 25 | 5 | Air Speration | 5219.33 | 3 | 0.9 | 1 | 1 | 0 | 0 | 3
MFPZ5600556 | MAXFLO 560/250/14 P c/w 0,55KW 6P 380V | FM - DONKIN | 1 | 0 |  | 0 | 1 | 0.5 | 1 | 1 | 0 | 0 | 2
MFPZ5600754 | MAXFLO 560/250/14 P c/w 0,75KW 4P 380V | FM - DONKIN | 25 | 1 | Air Speration | 5355.45 | 5 | 1.2 | 1 | 1 | 0 | 0 | 3
MFPZ5600756 | MAXFLO 560/250/14 P c/w 0,75KW 6P 380V | FM - DONKIN | 1 | 0 |  | 0 | 0 | 0.5 | 1 | 1 | 0 | 0 | 2
MFPZ5601104 | MAXFLO 560/250/14 P c/w 1,10KW 4P 380V | FM - DONKIN | 25 | 1 | Air Speration | 5601 | 2 | 1.7 | 1 | 2 | 0 | 0 | 4
MFPZ5601504 | MAXFLO 560/250/14 P c/w 1,50KW 4P 380V | FM - DONKIN | 2 | 0 |  | 0 | 2 | 0.5 | 1 | 1 | 0 | 0 | 2
MFPZ5602202 | MAXFLO 560/250/14 P c/w 2,20KW 2P 380V | FM - DONKIN | 1 | 0 |  | 0 | 1 | 0.5 | 1 | 1 | 0 | 0 | 2
MFPZ5604002 | MAXFLO 560/250/14 P c/w 4,00KW 2P 380V | FM - DONKIN | 1 | 0 |  | 0 | 0 | 0.5 | 1 | 1 | 0 | 0 | 2
MFPZ6300374 | MAXFLO 630/250/14 P c/w 0,37KW 4P 380V | FM - DONKIN | 1 | 0 |  | 0 | 0 | 0.5 | 1 | 1 | 0 | 0 | 2
MFPZ6300554 | MAXFLO 630/250/14 P c/w 0,55KW 4P 380V | FM - DONKIN | 16 | 1 | Centrifab (Pty) Ltd | 2032.3 | 1 | 1.4 | 1 | 1 | 0 | 0 | 3
MFPZ6300754 | MAXFLO 630/250/14 P c/w 0,75KW 4P 380V | FM - DONKIN | 1 | 0 |  | 0 | 4 | 0.5 | 4 | 2 | 0 | 0 | 10
MFPZ6301104 | MAXFLO 630/250/14 P c/w 1,10KW 4P 380V | FM - DONKIN | 20 | 2 | Air Speration | 2032.3 | 3 | 0.5 | 1 | 1 | 0 | 0 | 2
MFPZ6301504 | MAXFLO 630/250/14 P c/w 1,50KW 4P 380V | FM - DONKIN | 1 | 0 |  | 0 | 2 | 0.5 | 2 | 1 | 0 | 0 | 5
MFPZ6302204 | MAXFLO 630/250/14 P c/w 2,20KW 4P 380V | FM - DONKIN | 1 | 0 |  | 0 | 1 | 0.5 | 1 | 1 | 0 | 0 | 2
MFPZ6303004 | MAXFLO 630/250/14 P c/w 3,00KW 4P 380V | FM - DONKIN | 17 | 1 | Centrifab (Pty) Ltd | 6348.78 | 4 | 1.6 | 1 | 2 | 0 | 0 | 4
MFPZ6304002 | MAXFLO 630/250/14 P c/w 4,00KW 2P 380V | FM - DONKIN | 1 | 0 |  | 0 | 0 | 0.5 | 1 | 1 | 0 | 0 | 2
MFPZ6304004 | MAXFLO 630/250/14 P c/w 4,00KW 4P 380V | FM - DONKIN | 1 | 0 |  | 0 | 0 | 0.5 | 1 | 1 | 0 | 0 | 2
MFPZ7100556 | MAXFLO 710/250/14 P c/w 0,55KW 6P 380V | FM - DONKIN | 1 | 0 |  | 0 | 0 | 0.5 | 1 | 1 | 0 | 0 | 2
MFPZ7100754 | MAXFLO 710/250/14 P c/w 0,75KW 4P 380V | FM - DONKIN | 1 | 0 |  | 0 | 0 | 0.5 | 1 | 1 | 0 | 0 | 2
MFPZ7101104 | MAXFLO 710/250/14 P c/w 1,10KW 4P 380V | FM - DONKIN | 1 | 0 |  | 0 | 0 | 0.5 | 1 | 1 | 0 | 0 | 2
MFPZ7101106 | MAXFLO 710/250/14 P c/w 1,10KW 6P 380V | FM - DONKIN | 1 | 0 |  | 0 | 0 | 0.5 | 1 | 1 | 0 | 0 | 2
MFPZ7101504 | MAXFLO 710/250/14 P c/w 1,50KW 4P 380V | FM - DONKIN | 21 | 1 | Air Speration | 6479.3 | 7 | 0.5 | 1 | 1 | 0 | 0 | 2
MFPZ7101506 | MAXFLO 710/250/14 P c/w 1,50KW 6P 380V | FM - DONKIN | 1 | 0 |  | 0 | 0 | 0.5 | 1 | 1 | 0 | 0 | 2
MFPZ7102204 | MAXFLO 710/250/14 P c/w 2,20KW 4P 380V | FM - DONKIN | 1 | 0 |  | 0 | 0 | 0.5 | 1 | 1 | 0 | 0 | 2
MFPZ7103004 | MAXFLO 710/250/14 P c/w 3,00KW 4P 380V | FM - DONKIN | 12 | 0 |  | 0 | 3 | 0.5 | 1 | 1 | 0 | 0 | 2
MFPZ7104004 | MAXFLO 710/250/14 P c/w 4,00KW 4P 380V | FM - DONKIN | 1 | 0 |  | 0 | 1 | 0.5 | 1 | 1 | 0 | 0 | 2
MFPZ7105504 | MAXFLO 710/250/14 P c/w 5,50KW 4P 380V | FM - DONKIN | 1 | 0 |  | 0 | 0 | 0.5 | 1 | 1 | 0 | 0 | 2
MFPZ8000556 | MAXFLO 800/250/14 P c/w 0,55KW 6P 380V | FM - DONKIN | 1 | 0 |  | 0 | 0 | 0.5 | 1 | 1 | 0 | 0 | 2
MFPZ8000756 | MAXFLO 800/250/14 P c/w 0,75KW 6P 380V | FM - DONKIN | 1 | 0 |  | 0 | 0 | 0.5 | 1 | 1 | 0 | 0 | 2
MFPZ8001104 | MAXFLO 800/250/14 P c/w 1,10KW 4P 380V | FM - DONKIN | 1 | 0 |  | 0 | 0 | 0.5 | 1 | 1 | 0 | 0 | 2
MFPZ8001106 | MAXFLO 800/250/14 P c/w 1,10KW 6P 380V | FM - DONKIN | 1 | 0 |  | 0 | 0 | 0.5 | 1 | 1 | 0 | 0 | 2
MFPZ8001504 | MAXFLO 800/250/14 P c/w 1,50KW 4P 380V | FM - DONKIN | 1 | 0 |  | 0 | 0 | 0.5 | 1 | 1 | 0 | 0 | 2
MFPZ8001506 | MAXFLO 800/250/14 P c/w 1,50KW 6P 380V | FM - DONKIN | 1 | 0 |  | 0 | 0 | 0.5 | 1 | 1 | 0 | 0 | 2
MFPZ8002204 | MAXFLO 800/250/14 P c/w 2,20KW 4P 380V | FM - DONKIN | 1 | 1 | Air Speration | 8203 | 1 | 0.5 | 1 | 1 | 0 | 0 | 2
MFPZ8002206 | MAXFLO 800/250/14 P c/w 2,20KW 6P 380V | FM - DONKIN | 1 | 0 |  | 0 | 0 | 0.5 | 1 | 1 | 0 | 0 | 2
MFPZ8003004 | MAXFLO 800/250/14 P c/w 3,00KW 4P 380V | FM - DONKIN | 10 | 0 |  | 0 | 4 | 0.5 | 1 | 1 | 0 | 0 | 2
MFPZ8003006 | MAXFLO 800/250/14 P c/w 3,00KW 6P 380V | FM - DONKIN | 1 | 0 |  | 0 | 0 | 0.5 | 1 | 1 | 0 | 0 | 2
MFPZ8004004 | MAXFLO 800/250/14 P c/w 4,00KW 4P 380V | FM - DONKIN | 1 | 0 |  | 0 | 2 | 0.5 | 2 | 1 | 0 | 0 | 5
MFPZ8005504 | MAXFLO 800/250/14 P c/w 5,50KW 4P 380V | FM - DONKIN | 1 | 0 |  | 0 | 1 | 0.5 | 1 | 1 | 0 | 0 | 2
MFPZ8007504 | MAXFLO 800/250/14 P c/w 7,50KW 4P 380V | FM - DONKIN | 1 | 0 |  | 0 | 0 | 0.5 | 1 | 1 | 0 | 0 | 2
MH125011004 | MFAJAX-3 1250 c/w 11,00KW 4P 380V | FM - DONKIN | 1 | 0 |  | 0 | 0 | 0.5 | 1 | 1 | 0 | 0 | 2
MH125011006 | MFAJAX-3 1250 c/w 11,00KW 6P 380V | FM - DONKIN | 1 | 0 |  | 0 | 0 | 0.5 | 1 | 1 | 0 | 0 | 2
MH125011008 | MFAJAX-3 1250 c/w 11,00KW 8P 380V | FM - DONKIN | 1 | 0 |  | 0 | 0 | 0.5 | 1 | 1 | 0 | 0 | 2
MH125015004 | MFAJAX-3 1250 c/w 15,00KW 4P 380V | FM - DONKIN | 1 | 0 |  | 0 | 0 | 0.5 | 1 | 1 | 0 | 0 | 2
MH125015006 | MFAJAX-3 1250 c/w 15,00KW 6P 380V | FM - DONKIN | 1 | 0 |  | 0 | 0 | 0.5 | 1 | 1 | 0 | 0 | 2
MH125015008 | MFAJAX-3 1250 c/w 15,00KW 8P 380V | FM - DONKIN | 1 | 0 |  | 0 | 0 | 0.5 | 1 | 1 | 0 | 0 | 2
MH125018504 | MFAJAX-3 1250 c/w 18,50KW 4P 380V | FM - DONKIN | 1 | 0 |  | 0 | 0 | 0.5 | 1 | 1 | 0 | 0 | 2
MH125018506 | MFAJAX-3 1250 c/w 18,50KW 6P 380V | FM - DONKIN | 1 | 0 |  | 0 | 0 | 0.5 | 1 | 1 | 0 | 0 | 2
MH125018508 | MFAJAX-3 1250 c/w 18,50KW 8P 380V | FM - DONKIN | 1 | 0 |  | 0 | 0 | 0.5 | 1 | 1 | 0 | 0 | 2
MH125022004 | MFAJAX-3 1250 c/w 22,00KW 4P 380V | FM - DONKIN | 1 | 1 | Centrifab (Pty) Ltd | 71700 | 0 | 1.8 | 1 | 2 | 0 | 0 | 4
MH125022006 | MFAJAX-3 1250 c/w 22,00KW 6P 380V | FM - DONKIN | 1 | 0 |  | 0 | 0 | 0.5 | 1 | 1 | 0 | 0 | 2
MH125022008 | MFAJAX-3 1250 c/w 22,00KW 8P 380V | FM - DONKIN | 1 | 0 |  | 0 | 0 | 0.5 | 1 | 1 | 0 | 0 | 2
MH125030004 | MFAJAX-3 1250 c/w 30,00KW 4P 380V | FM - DONKIN | 1 | 0 |  | 0 | 0 | 0.5 | 1 | 1 | 0 | 0 | 2
MH125030006 | MFAJAX-3 1250 c/w 30,00KW 6P 380V | FM - DONKIN | 1 | 0 |  | 0 | 0 | 0.5 | 1 | 1 | 0 | 0 | 2
MH125030008 | MFAJAX-3 1250 c/w 30,00KW 8P 380V | FM - DONKIN | 1 | 0 |  | 0 | 0 | 0.5 | 1 | 1 | 0 | 0 | 2
MH12503006 | MFAJAX-3 1250 c/w 3,00KW 6P 380V | FM - DONKIN | 1 | 0 |  | 0 | 0 | 0.5 | 1 | 1 | 0 | 0 | 2
MH125037004 | MFAJAX-3 1250 c/w 37,00KW 4P 380V | FM - DONKIN | 1 | 0 |  | 0 | 0 | 0.5 | 1 | 1 | 0 | 0 | 2
MH125037006 | MFAJAX-3 1250 c/w 37,00KW 6P 380V | FM - DONKIN | 1 | 0 |  | 0 | 0 | 0.5 | 1 | 1 | 0 | 0 | 2
MH125037008 | MFAJAX-3 1250 c/w 37,00KW 8P 380V | FM - DONKIN | 1 | 0 |  | 0 | 0 | 0.5 | 1 | 1 | 0 | 0 | 2
MH12504006 | MFAJAX-3 1250 c/w 4,00KW 6P 380V | FM - DONKIN | 1 | 0 |  | 0 | 0 | 0.5 | 1 | 1 | 0 | 0 | 2
MH12504008 | MFAJAX-3 1250 c/w 4,00KW 8P 380V | FM - DONKIN | 1 | 0 |  | 0 | 0 | 0.5 | 1 | 1 | 0 | 0 | 2
MH125045004 | MFAJAX-3 1250 c/w 45,00KW 4P 380V | FM - DONKIN | 1 | 2 | Air Speration | 61563.24 | 2 | 0.6 | 2 | 1 | 0 | 0 | 5
MH125045006 | MFAJAX-3 1250 c/w 45,00KW 6P 380V | FM - DONKIN | 1 | 0 |  | 0 | 0 | 0.5 | 1 | 1 | 0 | 0 | 2
MH125055004 | MFAJAX-3 1250 c/w 55,00KW 4P 380V | FM - DONKIN | 1 | 0 |  | 0 | 0 | 0.5 | 1 | 1 | 0 | 0 | 2
MH12505506 | MFAJAX-3 1250 c/w 5,50KW 6P 380V | FM - DONKIN | 1 | 0 |  | 0 | 0 | 0.5 | 1 | 1 | 0 | 0 | 2
MH12505508 | MFAJAX-3 1250 c/w 5,50KW 8P 380V | FM - DONKIN | 1 | 0 |  | 0 | 0 | 0.5 | 1 | 1 | 0 | 0 | 2
MH125075004 | MFAJAX-3 1250 c/w 75,00KW 4P 380V | FM - DONKIN | 1 | 0 |  | 0 | 0 | 0.5 | 1 | 1 | 0 | 0 | 2
MH12507506 | MFAJAX-3 1250 c/w 7,50KW 6P 380V | FM - DONKIN | 1 | 0 |  | 0 | 0 | 0.5 | 1 | 1 | 0 | 0 | 2
MH12507508 | MFAJAX-3 1250 c/w 7,50KW 8P 380V | FM - DONKIN | 1 | 0 |  | 0 | 0 | 0.5 | 1 | 1 | 0 | 0 | 2
MJ1500 | Majax-1 470 Impeller |  | 1 | 0 |  | 0 | 2 | 0.5 | 2 | 1 | 0 | 0 | 5
MP0400B150A05PR14071 | Impeller 0400mm 'B' 150A05PR 14mm 071Frame Deg00 -10 DEG |  | 1 | 0 |  | 0 | 0 | 0.5 | 1 | 1 | 0 | 0 | 2
MP0500B150A05AR24090 | Impeller 0500mm 'B' 150A05AR 24mm 090Frame Deg00 - 14 DEG |  | 1 | 0 |  | 1314 | 0 | 0.5 | 1 | 1 | 0 | 0 | 2
MP0630B150A10AR24090 | Impeller 0630mm 'B' 150A10AR 24mm 090Frame Deg00 - 27 DEG |  | 1 | 0 |  | 2335 | 0 | 0.5 | 1 | 1 | 0 | 0 | 2
MP0710B150A05PR24090 | eller 0710mm 'B' 150A05PR 24mm 090Frame Deg00 - 21 DEG |  | 1 | 0 |  | 0 | 0 | 0.5 | 1 | 1 | 0 | 0 | 2
MP0710B150A05PR240901 | Impeller 0710mm 'B' 150A05PR 24mm 090Frame Deg00 - 23 DEG |  | 1 | 0 |  | 0 | 0 | 0.5 | 1 | 1 | 0 | 0 | 2
MP0710B150A10AR28100 | Impeller 0710mm 'B' 150A10AR 28mm 100Frame Deg00 - 35 DEG |  | 1 | 0 |  | 2335 | 0 | 0.5 | 1 | 1 | 0 | 0 | 2
MP9. | 4 Aluminum Hose Sleeve MP |  | 1 | 0 |  | 0 | 0 | 0.5 | 1 | 1 | 0 | 0 | 2
MR60Hz | Rewind motor to 60Hz incl. SATMOS Treatment |  | 1 | 0 |  | 0 | 1 | 0.5 | 1 | 1 | 0 | 0 | 2
MRAD315 | MRAD 315 | FM - KAYITES | 29 | 0 | Kayites | 0 | 2 | 0.5 | 1 | 1 | 0 | 0 | 2
MRB 250/0.75 | c/w 4 kW 2 Pole 380 V (Direct Driven) |  | 1 | 0 |  | 0 | 0 | 0.5 | 1 | 1 | 0 | 0 | 2
MRB 800/1.0 SI | c/w 18.5 kW 4 Pole 380 V (Belt Driven) |  | 1 | 0 |  | 0 | 0 | 0.5 | 1 | 1 | 0 | 0 | 2
MS3150552 | MAJAX-3 315 c/w 0,55KW 2P 220V | FM - DONKIN | 1 | 0 |  | 0 | 1 | 0.5 | 1 | 1 | 0 | 0 | 2
MS3150554 | MAJAX-3 315 c/w 0,55KW 4P 220V | FM - DONKIN | 1 | 0 |  | 0 | 0 | 0.5 | 1 | 1 | 0 | 0 | 2
MS3150556 | MAJAX-3 315 c/w 0,55KW 6P 220V | FM - DONKIN | 1 | 0 |  | 0 | 0 | 0.5 | 1 | 1 | 0 | 0 | 2
MS4000186 | MAJAX-3 400 c/w 0,18KW 6P 220V | FM - DONKIN | 1 | 0 |  | 0 | 0 | 0.5 | 1 | 1 | 0 | 0 | 2
MS4000254 | MAJAX-3 400 c/w 0,25KW 4P 220V | FM - DONKIN | 1 | 0 |  | 0 | 0 | 0.5 | 1 | 1 | 0 | 0 | 2
MS4000374 | MAJAX-3 400 c/w 0,37KW 4P 220V | FM - DONKIN | 1 | 0 |  | 0 | 0 | 0.5 | 1 | 1 | 0 | 0 | 2
MS4000552 | MAJAX-3 400 c/w 0,55KW 2P 220V | FM - DONKIN | 1 | 0 |  | 0 | 0 | 0.5 | 1 | 1 | 0 | 0 | 2
MS4000754 | MAJAX-3 400 c/w 0,75KW 4P 220V | FM - DONKIN | 1 | 0 |  | 0 | 0 | 0.5 | 1 | 1 | 0 | 0 | 2
MS4001102 | MAJAX-3 400 c/w 1,10KW 2P 220V | FM - DONKIN | 1 | 0 |  | 0 | 0 | 0.5 | 1 | 1 | 0 | 0 | 2
MS4001502 | MAJAX-3 400 c/w 1,50KW 2P 220V | FM - DONKIN | 1 | 0 |  | 0 | 0 | 0.5 | 1 | 1 | 0 | 0 | 2
MS4002202 | MAJAX-3 400 c/w 2,20KW 2P 220V | FM - DONKIN | 1 | 0 |  | 0 | 0 | 0.5 | 1 | 1 | 0 | 0 | 2
MS5000186 | MAJAX-3 500 c/w 0,18KW 6P 220V | FM - DONKIN | 1 | 0 |  | 0 | 0 | 0.5 | 1 | 1 | 0 | 0 | 2
MS5000254 | MAJAX-3 500 c/w 0,25KW 4P 220V | FM - DONKIN | 1 | 0 |  | 0 | 0 | 0.5 | 1 | 1 | 0 | 0 | 2
MS5000374 | MAJAX-3 500 c/w 0,37KW 4P 220V | FM - DONKIN | 1 | 0 |  | 0 | 0 | 0.5 | 1 | 1 | 0 | 0 | 2
MS5000554 | MAJAX-3 500 c/w 0,55KW 4P 220V | FM - DONKIN | 1 | 0 |  | 0 | 0 | 0.5 | 1 | 1 | 0 | 0 | 2
MS5000556 | MAJAX-3 500 c/w 0,55KW 6P 220V | FM - DONKIN | 1 | 0 |  | 0 | 0 | 0.5 | 1 | 1 | 0 | 0 | 2
MS5000752 | MAJAX-3 500 c/w 0,75KW 2P 220V | FM - DONKIN | 1 | 0 |  | 0 | 0 | 0.5 | 1 | 1 | 0 | 0 | 2
MS5000754 | MAJAX-3 500 c/w 0,75KW 4P 220V | FM - DONKIN | 1 | 0 |  | 0 | 0 | 0.5 | 1 | 1 | 0 | 0 | 2
MS5001102 | MAJAX-3 500 c/w 1,10KW 2P 220V | FM - DONKIN | 1 | 0 |  | 0 | 0 | 0.5 | 1 | 1 | 0 | 0 | 2
MS5001104 | MAJAX-3 500 c/w 1,10KW 4P 220V | FM - DONKIN | 1 | 0 |  | 0 | 0 | 0.5 | 1 | 1 | 0 | 0 | 2
MS5001502 | MAJAX-3 500 c/w 1,50KW 2P 220V | FM - DONKIN | 1 | 0 |  | 0 | 0 | 0.5 | 1 | 1 | 0 | 0 | 2
MS5001504 | MAJAX-3 500 c/w 1,50KW 4P 220V | FM - DONKIN | 1 | 0 |  | 0 | 0 | 0.5 | 1 | 1 | 0 | 0 | 2
MS5002202 | MAJAX-3 500 c/w 2,20KW 2P 220V | FM - DONKIN | 1 | 0 |  | 0 | 0 | 0.5 | 1 | 1 | 0 | 0 | 2
MS5600186 | MAJAX-3 560 c/w 0,18KW 6P 220V | FM - DONKIN | 1 | 0 |  | 0 | 0 | 0.5 | 1 | 1 | 0 | 0 | 2
MS5600374 | MAJAX-3 560 c/w 0,37KW 4P 220V | FM - DONKIN | 1 | 0 |  | 0 | 0 | 0.5 | 1 | 1 | 0 | 0 | 2
MS5600554 | MAJAX-3 560 c/w 0,55KW 4P 220V | FM - DONKIN | 1 | 0 |  | 0 | 0 | 0.5 | 1 | 1 | 0 | 0 | 2
MS5600556 | MAJAX-3 560 c/w 0,55KW 6P 220V | FM - DONKIN | 1 | 0 |  | 0 | 0 | 0.5 | 1 | 1 | 0 | 0 | 2
MS5600754 | MAJAX-3 560 c/w 0,75KW 4P 220V | FM - DONKIN | 1 | 0 |  | 0 | 0 | 0.5 | 1 | 1 | 0 | 0 | 2
MS5601102 | MAJAX-3 560 c/w 1,10KW 2P 220V | FM - DONKIN | 1 | 0 |  | 0 | 0 | 0.5 | 1 | 1 | 0 | 0 | 2
MS5601104 | MAJAX-3 560 c/w 1,10KW 4P 220V | FM - DONKIN | 1 | 0 |  | 0 | 0 | 0.5 | 1 | 1 | 0 | 0 | 2
MS5601502 | MAJAX-3 560 c/w 1,50KW 2P 220V | FM - DONKIN | 1 | 0 |  | 0 | 0 | 0.5 | 1 | 1 | 0 | 0 | 2
MS5601504 | MAJAX-3 560 c/w 1,50KW 4P 220V | FM - DONKIN | 1 | 0 |  | 0 | 0 | 0.5 | 1 | 1 | 0 | 0 | 2
MS5602202 | MAJAX-3 560 c/w 2,20KW 2P 220V | FM - DONKIN | 1 | 0 |  | 0 | 0 | 0.5 | 1 | 1 | 0 | 0 | 2
MS5605502 | MAJAX-3 560 c/w 5,50KW 2P 220V | FM - DONKIN | 1 | 1 | Air Speration | 10432.26 | 1 | 0.5 | 1 | 1 | 0 | 0 | 2
MS6300186 | MAJAX-3 630 c/w 0,18KW 6P 220V | FM - DONKIN | 1 | 0 |  | 0 | 0 | 0.5 | 1 | 1 | 0 | 0 | 2
MS6300374 | MAJAX-3 630 c/w 0,37KW 4P 220V | FM - DONKIN | 1 | 0 |  | 0 | 0 | 0.5 | 1 | 1 | 0 | 0 | 2
MS6300554 | MAJAX-3 630 c/w 0,55KW 4P 220V | FM - DONKIN | 1 | 0 |  | 0 | 0 | 0.5 | 1 | 1 | 0 | 0 | 2
MS6300556 | MAJAX-3 630 c/w 0,55KW 6P 220V | FM - DONKIN | 1 | 0 |  | 0 | 0 | 0.5 | 1 | 1 | 0 | 0 | 2
MS6300754 | MAJAX-3 630 c/w 0,75KW 4P 220V | FM - DONKIN | 1 | 0 |  | 0 | 0 | 0.5 | 1 | 1 | 0 | 0 | 2
MS6301104 | MAJAX-3 630 c/w 1,10KW 4P 220V | FM - DONKIN | 1 | 0 |  | 0 | 0 | 0.5 | 1 | 1 | 0 | 0 | 2
MS6301504 | MAJAX-3 630 c/w 1,50KW 4P 220V | FM - DONKIN | 1 | 0 |  | 0 | 0 | 0.5 | 1 | 1 | 0 | 0 | 2
MS6302204 | MAJAX-3 630 c/w 2,20KW 4P 220V | FM - DONKIN | 1 | 0 |  | 0 | 0 | 0.5 | 1 | 1 | 0 | 0 | 2
MT-PROMIG 250T | PROMIG 250T MACHINE |  | 1 | 1 | INTROWELD CC | 15100 | 0 | 0.5 | 1 | 1 | 0 | 0 | 2
MT100011004 | MAJAX-3 1000 c/w 11,00KW 4P 380V | FM - DONKIN | 23 | 2 | Centrifab (Pty) Ltd | 3940.5 | 7 | 0.5 | 1 | 1 | 0 | 0 | 2
MT100011006 | MAJAX-3 1000 c/w 11,00KW 6P 380V | FM - DONKIN | 1 | 1 | Centrifab (Pty) Ltd | 3940.5 | 0 | 1.6 | 1 | 2 | 0 | 0 | 4
MT10001106 | MAJAX-3 1000 c/w 1,10KW 6P 380V | FM - DONKIN | 1 | 0 |  | 0 | 0 | 0.5 | 1 | 1 | 0 | 0 | 2
MT100015004 | MAJAX-3 1000 c/w 15,00KW 4P 380V | FM - DONKIN | 7 | 6 | Centrifab (Pty) Ltd | 3940.5 | 3 | 0.5 | 1 | 1 | 0 | 0 | 2
MT10001506 | MAJAX-3 1000 c/w 1,50KW 6P 380V | FM - DONKIN | 1 | 0 |  | 0 | 0 | 0.5 | 1 | 1 | 0 | 0 | 2
MT100018504 | MAJAX-3 1000 c/w 18,50KW 4P 380V | FM - DONKIN | 1 | 2 | Air Speration | 49784.83 | 2 | 0.5 | 2 | 1 | 0 | 0 | 5
MT100022004 | MAJAX-3 1000 c/w 22,00KW 4P 380V | FM - DONKIN | 8 | 0 |  | 0 | 3 | 0.5 | 1 | 1 | 0 | 0 | 2
MT10002206 | MAJAX-3 1000 c/w 2,20KW 6P 380V | FM - DONKIN | 1 | 0 |  | 0 | 0 | 0.5 | 1 | 1 | 0 | 0 | 2
MT100030004 | MAJAX-3 1000 c/w 30,00KW 4P 380V | FM - DONKIN | 1 | 0 |  | 0 | 0 | 0.5 | 1 | 1 | 0 | 0 | 2
MT10003004 | MAJAX-3 1000 c/w 3,00KW 4P 380V | FM - DONKIN | 1 | 0 |  | 0 | 0 | 0.5 | 1 | 1 | 0 | 0 | 2
MT10003006 | MAJAX-3 1000 c/w 3,00KW 6P 380V | FM - DONKIN | 1 | 0 |  | 0 | 0 | 0.5 | 1 | 1 | 0 | 0 | 2
MT10004004 | MAJAX-3 1000 c/w 4,00KW 4P 380V | FM - DONKIN | 8 | 1 | Centrifab (Pty) Ltd | 9552.19 | 1 | 1.8 | 1 | 2 | 0 | 0 | 4
MT10004006 | MAJAX-3 1000 c/w 4,00KW 6P 380V | FM - DONKIN | 1 | 0 |  | 0 | 0 | 0.5 | 1 | 1 | 0 | 0 | 2
MT10004008 | MAJAX-3 1000 c/w 4,00KW 8P 380V | FM - DONKIN | 1 | 0 |  | 0 | 0 | 0.5 | 1 | 1 | 0 | 0 | 2
MT10005504 | MAJAX-3 1000 c/w 5,50KW 4P 380V | FM - DONKIN | 1 | 1 | Air Speration | 13279.03 | 1 | 0.5 | 1 | 1 | 0 | 0 | 2
MT10005506 | MAJAX-3 1000 c/w 5,50KW 6P 380V | FM - DONKIN | 1 | 1 | Centrifab (Pty) Ltd | 16136.44 | 1 | 1.6 | 1 | 2 | 0 | 0 | 4
MT10007504 | MAJAX-3 1000 c/w 7,50KW 4P 380V | FM - DONKIN | 6 | 0 |  | 0 | 4 | 0.5 | 1 | 1 | 0 | 0 | 2
MT10007506 | MAJAX-3 1000 c/w 7,50KW 6P 380V | FM - DONKIN | 1 | 1 | Centrifab (Pty) Ltd | 26555 | 1 | 0.5 | 1 | 1 | 0 | 0 | 2
MT160037006 | MAJAX-3 1600 c/w 37,00KW 6P 380V |  | 1 | 0 |  | 0 | 0 | 0.5 | 1 | 1 | 0 | 0 | 2
MT3150186 | MAJAX-3 315 c/w 0,18KW 6P 380V | FM - DONKIN | 1 | 0 |  | 0 | 0 | 0.5 | 1 | 1 | 0 | 0 | 2
MT3150254 | MAJAX-3 315 c/w 0,25KW 4P 380V | FM - DONKIN | 29 | 3 | Air Speration | 4018.68 | 21 | 0.5 | 1 | 1 | 0 | 0 | 2
MT3150372 | Majax-3 315 c/w 0.37kW 2 Pole 380V |  | 1 | 0 |  | 0 | 0 | 0.5 | 1 | 1 | 0 | 0 | 2
MT3150552 | MAJAX-3 315 c/w 0,55KW 2P 380V | FM - DONKIN | 32 | 13 | Air Speration | 4018.68 | 36 | 0.9 | 1.5 | 1 | 0 | 0 | 4
MT3150556 | MAJAX-3 315 c/w 0,55KW 6P 380V | FM - DONKIN | 1 | 0 |  | 0 | 0 | 0.5 | 1 | 1 | 0 | 0 | 2
MT4000186 | MAJAX-3 400 c/w 0,18KW 6P 380V | FM - DONKIN | 1 | 2 | Centrifab (Pty) Ltd | 2180 | 0 | 0.9 | 2 | 2 | 0 | 0 | 6
MT4000254 | MAJAX-3 400 c/w 0,25KW 4P 380V | FM - DONKIN | 25 | 1 | Air Speration | 4808.7 | 3 | 0.5 | 1 | 1 | 0 | 0 | 2
MT4000374 | MAJAX-3 400 c/w 0,37KW 4P 380V | FM - DONKIN | 3 | 3 | Air Speration | 3174.33 | 1 | 0.5 | 1 | 1 | 0 | 0 | 2
MT4000552 | MAJAX-3 400 c/w 0,55KW 2P 380V | FM - DONKIN | 30 | 16 | Air Speration | 4676.31 | 33 | 0.5 | 1.5 | 1 | 0 | 0 | 4
MT4001102 | MAJAX-3 400 c/w 1,10KW 2P 380V | FM - DONKIN | 33 | 6 | Air Speration | 3834.39 | 14 | 0.7 | 1 | 1 | 0 | 0 | 3
MT4001502 | MAJAX-3 400 c/w 1,50KW 2P 380V | FM - DONKIN | 14 | 2 | Air Speration | 5108.35 | 4 | 0.5 | 1 | 1 | 0 | 0 | 2
MT4002202 | MAJAX-3 400 c/w 2,20KW 2P 380V | FM - DONKIN | 1 | 2 | Air Speration | 5580.89 | 2 | 0.5 | 2 | 1 | 0 | 0 | 5
MT4007502 | MAJAX 400 c/w 0.75kW 2Pole 380V |  | 1 | 0 |  | 0 | 2 | 0.5 | 2 | 1 | 0 | 0 | 5
MT500 | Majax 500 Impeller |  | 1 | 0 |  | 0 | 0 | 0.5 | 1 | 1 | 0 | 0 | 2
MT5000186 | MAJAX-3 500 c/w 0,18KW 6P 380V | FM - DONKIN | 1 | 1 | Centrifab (Pty) Ltd | 2180 | 0 | 1.7 | 1 | 2 | 0 | 0 | 4
MT5000254 | MAJAX-3 500 c/w 0,25KW 4P 380V | FM - DONKIN | 1 | 1 | Air Speration | 10392 | 1 | 0.5 | 1 | 1 | 0 | 0 | 2
MT5000374 | MAJAX-3 500 c/w 0,37KW 4P 380V | FM - DONKIN | 31 | 1 | Air Speration | 4963.5 | 6 | 1.7 | 1 | 2 | 0 | 0 | 4
MT5000554 | MAJAX-3 500 c/w 0,55KW 4P 380V | FM - DONKIN | 16 | 0 |  | 0 | 2 | 0.5 | 1 | 1 | 0 | 0 | 2
MT5000556 | MAJAX-3 500 c/w 0,55KW 6P 380V | FM - DONKIN | 1 | 1 | Air Speration | 6221.34 | 1 | 0.5 | 1 | 1 | 0 | 0 | 2
MT5000754 | MAJAX-3 500 c/w 0,75KW 4P 380V | FM - DONKIN | 31 | 0 |  | 0 | 6 | 0.5 | 1 | 1 | 0 | 0 | 2
MT5001102 | MAJAX-3 500 c/w 1,10KW 2P 380V | FM - DONKIN | 19 | 6 | Air Speration | 11773.24 | 14 | 0.5 | 1 | 1 | 0 | 0 | 2
MT5001104 | MAJAX-3 500 c/w 1,10KW 4P 380V | FM - DONKIN | 1 | 0 |  | 0 | 3 | 0.5 | 3 | 2 | 0 | 0 | 8
MT5001502 | MAJAX-3 500 c/w 1,50KW 2P 380V | FM - DONKIN | 25 | 2 | Air Speration | 10969 | 6 | 0.5 | 1 | 1 | 0 | 0 | 2
MT5001504 | MAJAX-3 500 c/w 1,50KW 4P 380V | FM - DONKIN | 1 | 0 |  | 0 | 0 | 0.5 | 1 | 1 | 0 | 0 | 2
MT5002202 | MAJAX-3 500 c/w 2,20KW 2P 380V | FM - DONKIN | 24 | 4 | Air Speration | 10607.34 | 6 | 0.6 | 1 | 1 | 0 | 0 | 3
MT5004002 | MAJAX-3 500 c/w 4,00KW 2P 380V | FM - DONKIN | 27 | 2 | Air Speration | 7366 | 7 | 0.5 | 1 | 1 | 0 | 0 | 2
MT5600186 | MAJAX-3 560 c/w 0,18KW 6P 380V | FM - DONKIN | 1 | 0 |  | 0 | 0 | 0.5 | 1 | 1 | 0 | 0 | 2
MT5600374 | MAJAX-3 560 c/w 0,37KW 4P 380V | FM - DONKIN | 16 | 0 |  | 0 | 8 | 0.5 | 1 | 1 | 0 | 0 | 2
MT5600554 | MAJAX-3 560 c/w 0,55KW 4P 380V | FM - DONKIN | 25 | 4 | Air Speration | 6057.42 | 5 | 0.5 | 1 | 1 | 0 | 0 | 2
MT5600556 | MAJAX-3 560 c/w 0,55KW 6P 380V | FM - DONKIN | 1 | 1 | Air Speration | 518.94 | 0 | 0.5 | 1 | 1 | 0 | 0 | 2
MT5600754 | MAJAX-3 560 c/w 0,75KW 4P 380V | FM - DONKIN | 25 | 2 | Air Speration | 5649 | 4 | 0.5 | 1 | 1 | 0 | 0 | 2
MT5601102 | MAJAX-3 560 c/w 1,10KW 2P 380V | FM - DONKIN | 1 | 0 |  | 0 | 0 | 0.5 | 1 | 1 | 0 | 0 | 2
MT5601104 | MAJAX-3 560 c/w 1,10KW 4P 380V | FM - DONKIN | 18 | 8 | Air Speration | 6230.54 | 7 | 0.5 | 1 | 1 | 0 | 0 | 2
MT5601502 | MAJAX-3 560 c/w 1,50KW 2P 380V | FM - DONKIN | 1 | 1 | Centrifab (Pty) Ltd | 6395 | 0 | 0.5 | 1 | 1 | 0 | 0 | 2
MT5601504 | MAJAX-3 560 c/w 1,50KW 4P 380V | FM - DONKIN | 6 | 3 | Centrifab (Pty) Ltd | 7194.67 | 4 | 0.5 | 1 | 1 | 0 | 0 | 2
MT5602202 | MAJAX-3 560 c/w 2,20KW 2P 380V | FM - DONKIN | 20 | 1 | Air Speration | 7167.96 | 6 | 0.5 | 1 | 1 | 0 | 0 | 2
MT5604002 | MAJAX-3 560 c/w 4,00KW 2P 380V | FM - DONKIN | 13 | 10 | Wide Range Engineering (Pty) Ltd | 7876.05 | 9 | 0.5 | 1 | 1 | 0 | 0 | 2
MT5607502BIF | Majax-2 535 20.D.8-BIF-T200 c/w 7.5 kW 2 Pole 380V |  | 1 | 0 |  | 0 | 0 | 0.5 | 1 | 1 | 0 | 0 | 2
MT6300186 | MAJAX-3 630 c/w 0,18KW 6P 380V | FM - DONKIN | 18 | 9 | Centrifab (Pty) Ltd | 2597.6 | 4 | 0.5 | 1 | 1 | 0 | 0 | 2
MT6300374 | MAJAX-3 630 c/w 0,37KW 4P 380V | FM - DONKIN | 1 | 0 |  | 0 | 1 | 0.5 | 1 | 1 | 0 | 0 | 2
MT6300554 | MAJAX-3 630 c/w 0,55KW 4P 380V | FM - DONKIN | 7 | 1 | Centrifab (Pty) Ltd | 2770 | 3 | 0.5 | 1 | 1 | 0 | 0 | 2
MT6300556 | MAJAX-3 630 c/w 0,55KW 6P 380V | FM - DONKIN | 2 | 1 | Centrifab (Pty) Ltd | 6943.86 | 1 | 1.1 | 1 | 1 | 0 | 0 | 3
MT6300754 | MAJAX-3 630 c/w 0,75KW 4P 380V | FM - DONKIN | 8 | 0 |  | 0 | 2 | 0.5 | 1 | 1 | 0 | 0 | 2
MT6300756 | MAJAX-3 630 c/w 0,75KW 6P 380V | FM - DONKIN | 1 | 0 |  | 0 | 1 | 0.5 | 1 | 1 | 0 | 0 | 2
MT63011002 | MAJAX-3 630 c/w 11,00KW 2P 380V | FM - DONKIN | 1 | 0 |  | 0 | 0 | 0.5 | 1 | 1 | 0 | 0 | 2
MT6301104 | MAJAX-3 630 c/w 1,10KW 4P 380V | FM - DONKIN | 31 | 6 | Air Speration | 8466.29 | 21 | 0.5 | 1 | 1 | 0 | 0 | 2
MT6301504 | MAJAX-3 630 c/w 1,50KW 4P 380V | FM - DONKIN | 21 | 1 | Centrifab (Pty) Ltd | 7314.9 | 8 | 0.5 | 1 | 1 | 0 | 0 | 2
MT6302204 | MAJAX-3 630 c/w 2,20KW 4P 380V | FM - DONKIN | 6 | 0 |  | 0 | 4 | 0.5 | 1 | 1 | 0 | 0 | 2
MT6303004 | MAJAX-3 630 c/w 3,00KW 4P 380V | FM - DONKIN | 10 | 0 |  | 0 | 3 | 0.5 | 1 | 1 | 0 | 0 | 2
MT6305502 | MAJAX-3 630 c/w 5,50KW 2P 380V | FM - DONKIN | 15 | 2 | Centrifab (Pty) Ltd | 2908 | 2 | 0.5 | 1 | 1 | 0 | 0 | 2
MT6307502 | MAJAX-3 630 c/w 7,50KW 2P 380V | FM - DONKIN | 32 | 4 | Air Speration | 11339.2 | 10 | 0.7 | 1 | 1 | 0 | 0 | 3
MT7100554 | MAJAX-3 710 c/w 0,55KW 4P 380V | FM - DONKIN | 1 | 0 |  | 0 | 1 | 0.5 | 1 | 1 | 0 | 0 | 2
MT7100556 | MAJAX-3 710 c/w 0,55KW 6P 380V | FM - DONKIN | 1 | 0 |  | 0 | 0 | 0.5 | 1 | 1 | 0 | 0 | 2
MT7100754 | MAJAX-3 710 c/w 0,75KW 4P 380V | FM - DONKIN | 1 | 1 | Centrifab (Pty) Ltd | 6492.37 | 1 | 2 | 1 | 2 | 0 | 0 | 4
MT7101104 | MAJAX-3 710 c/w 1,10KW 4P 380V | FM - DONKIN | 20 | 0 |  | 0 | 4 | 0.5 | 1 | 1 | 0 | 0 | 2
MT7101106 | MAJAX-3 710 c/w 1,10KW 6P 380V | FM - DONKIN | 1 | 0 |  | 0 | 0 | 0.5 | 1 | 1 | 0 | 0 | 2
MT7101504 | MAJAX-3 710 c/w 1,50KW 4P 380V | FM - DONKIN | 8 | 2 | Centrifab (Pty) Ltd | 14506 | 8 | 1.4 | 1 | 1 | 0 | 0 | 3
MT7101506 | MAJAX-3 710 c/w 1,50KW 6P 380V | FM - DONKIN | 1 | 0 |  | 0 | 0 | 0.5 | 1 | 1 | 0 | 0 | 2
MT7102204 | MAJAX-3 710 c/w 2,20KW 4P 380V | FM - DONKIN | 16 | 2 | Air Speration | 9384.52 | 7 | 1.5 | 1 | 2 | 0 | 0 | 4
MT7102206 | MAJAX-3 710 c/w 2,20KW 6P 380V | FM - DONKIN | 1 | 0 |  | 0 | 0 | 0.5 | 1 | 1 | 0 | 0 | 2
MT7103004 | MAJAX-3 710 c/w 3,00KW 4P 380V | FM - DONKIN | 3 | 0 |  | 0 | 2 | 0.5 | 1 | 1 | 0 | 0 | 2
MT7103006 | MAJAX-3 710 c/w 3,00KW 6P 380V | FM - DONKIN | 1 | 0 |  | 0 | 0 | 0.5 | 1 | 1 | 0 | 0 | 2
MT7104004 | MAJAX-3 710 c/w 4,00KW 4P 380V | FM - DONKIN | 2 | 0 |  | 0 | 4 | 0.5 | 2 | 1 | 0 | 0 | 5
MT7104006 | MAJAX-3 710 c/w 4,00KW 6P 380V | FM - DONKIN | 1 | 0 |  | 0 | 0 | 0.5 | 1 | 1 | 0 | 0 | 2
MT7105504 | MAJAX-3 710 c/w 5,50KW 4P 380V | FM - DONKIN | 1 | 0 |  | 0 | 0 | 0.5 | 1 | 1 | 0 | 0 | 2
MT7105506 | MAJAX-3 710 c/w 5,50KW 6P 380V | FM - DONKIN | 1 | 0 |  | 0 | 0 | 0.5 | 1 | 1 | 0 | 0 | 2
MT7107504 | MAJAX-3 710 c/w 7,50KW 4P 380V | FM - DONKIN | 1 | 0 |  | 0 | 0 | 0.5 | 1 | 1 | 0 | 0 | 2
MT7603004 | Majax-2 760-32-E-8 c/w 3.0KW 4P 380V |  | 1 | 0 |  | 0 | 1 | 0.5 | 1 | 1 | 0 | 0 | 2
MT8000556 | MAJAX-3 800 c/w 0,55KW 6P 380V | FM - DONKIN | 1 | 0 |  | 0 | 3 | 0.5 | 3 | 2 | 0 | 0 | 8
MT80011004 | MAJAX-3 800 c/w 11,00KW 4P 380V | FM - DONKIN | 1 | 0 |  | 0 | 0 | 0.5 | 1 | 1 | 0 | 0 | 2
MT8001106 | MAJAX-3 800 c/w 1,10KW 6P 380V | FM - DONKIN | 1 | 0 |  | 0 | 2 | 0.5 | 2 | 1 | 0 | 0 | 5
MT8001504 | MAJAX-3 800 c/w 1,50KW 4P 380V | FM - DONKIN | 1 | 0 |  | 0 | 0 | 0.5 | 1 | 1 | 0 | 0 | 2
MT8001506 | MAJAX-3 800 c/w 1,50KW 6P 380V | FM - DONKIN | 1 | 0 |  | 0 | 0 | 0.5 | 1 | 1 | 0 | 0 | 2
MT8002204 | MAJAX-3 800 c/w 2,20KW 4P 380V | FM - DONKIN | 10 | 4 | Centrifab (Pty) Ltd | 7954.28 | 3 | 1.1 | 1 | 1 | 0 | 0 | 3
MT8002204. | MAJAX-2 800 c/w 2,20KW 4P 380V - FUMAX |  | 1 | 0 |  | 0 | 0 | 0.5 | 1 | 1 | 0 | 0 | 2
MT8002206 | MAJAX-3 800 c/w 2,20KW 6P 380V | FM - DONKIN | 1 | 0 |  | 0 | 0 | 0.5 | 1 | 1 | 0 | 0 | 2
MT8003004 | MAJAX-3 800 c/w 3,00KW 4P 380V | FM - DONKIN | 28 | 9 | Centrifab (Pty) Ltd | 8741.88 | 29 | 0.6 | 1.5 | 1 | 0 | 0 | 4
MT8003006 | MAJAX-3 800 c/w 3,00KW 6P 380V | FM - DONKIN | 1 | 0 |  | 0 | 0 | 0.5 | 1 | 1 | 0 | 0 | 2
MT8004004 | MAJAX-3 800 c/w 4,00KW 4P 380V | FM - DONKIN | 18 | 1 | Centrifab (Pty) Ltd | 17409.6 | 3 | 1.9 | 1 | 2 | 0 | 0 | 4
MT8005504 | MAJAX-3 800 c/w 5,50KW 4P 380V | FM - DONKIN | 25 | 5 | Centrifab (Pty) Ltd | 12400.02 | 7 | 0.6 | 1 | 1 | 0 | 0 | 3
MT8007504 | MAJAX-3 800 c/w 7,50KW 4P 380V | FM - DONKIN | 1 | 0 |  | 0 | 1 | 0.5 | 1 | 1 | 0 | 0 | 2
MT90011004 | MAJAX-3 900 c/w 11,00KW 4P 380V | FM - DONKIN | 1 | 0 |  | 0 | 0 | 0.5 | 1 | 1 | 0 | 0 | 2
MT9001104 | MAJAX-3 900 c/w 1,10KW 4P 380V | FM - DONKIN | 1 | 0 |  | 0 | 0 | 0.5 | 1 | 1 | 0 | 0 | 2
MT9001106 | MAJAX-3 900 c/w 1,10KW 6P 380V | FM - DONKIN | 1 | 0 |  | 0 | 0 | 0.5 | 1 | 1 | 0 | 0 | 2
MT9001504 | MAJAX-3 900 c/w 1,50KW 4P 380V | FM - DONKIN | 1 | 0 |  | 0 | 0 | 0.5 | 1 | 1 | 0 | 0 | 2
MT9001506 | MAJAX-3 900 c/w 1,50KW 6P 380V | FM - DONKIN | 1 | 0 |  | 0 | 0 | 0.5 | 1 | 1 | 0 | 0 | 2
MT9002204 | MAJAX-3 900 c/w 2,20KW 4P 380V | FM - DONKIN | 1 | 1 | Air Speration | 9327.96 | 0 | 0.5 | 1 | 1 | 0 | 0 | 2
MT9002206 | MAJAX-3 900 c/w 2,20KW 6P 380V | FM - DONKIN | 1 | 0 |  | 0 | 0 | 0.5 | 1 | 1 | 0 | 0 | 2
MT9003004 | MAJAX-3 900 c/w 3,00KW 4P 380V | FM - DONKIN | 1 | 0 |  | 0 | 0 | 0.5 | 1 | 1 | 0 | 0 | 2
MT9003006 | MAJAX-3 900 c/w 3,00KW 6P 380V | FM - DONKIN | 1 | 0 |  | 0 | 0 | 0.5 | 1 | 1 | 0 | 0 | 2
MT9004004 | MAJAX-3 900 c/w 4,00KW 4P 380V | FM - DONKIN | 1 | 0 |  | 0 | 0 | 0.5 | 1 | 1 | 0 | 0 | 2
MT9004006 | MAJAX-3 900 c/w 4,00KW 6P 380V | FM - DONKIN | 1 | 0 |  | 0 | 0 | 0.5 | 1 | 1 | 0 | 0 | 2
MT9005504 | MAJAX-3 900 c/w 5,50KW 4P 380V | FM - DONKIN | 14 | 5 | Centrifab (Pty) Ltd | 18403.56 | 12 | 0.8 | 1 | 1 | 0 | 0 | 3
MT9005506 | MAJAX-3 900 c/w 5,50KW 6P 380V | FM - DONKIN | 1 | 0 |  | 0 | 1 | 0.5 | 1 | 1 | 0 | 0 | 2
MT9007504 | MAJAX-3 900 c/w 7,50KW 4P 380V | FM - DONKIN | 1 | 0 |  | 0 | 0 | 0.5 | 1 | 1 | 0 | 0 | 2
MT9007506 | MAJAX-3 900 c/w 7,50KW 6P 380V | FM - DONKIN | 1 | 0 |  | 0 | 0 | 0.5 | 1 | 1 | 0 | 0 | 2
MTB8005504 | MAJAX-Bifucated 800 c/w 5.5kW 4Pole 380V |  | 1 | 0 |  | 0 | 0 | 0.5 | 1 | 1 | 0 | 0 | 2
MTBELT 500 20.C.8 | MAJAX-2 500 BAREFAN BELT DRIVEN |  | 1 | 0 |  | 0 | 0 | 0.5 | 1 | 1 | 0 | 0 | 2
MTPL5000374 | Majax-2 Plate Mounted 500 20.C.8 c/w 0.37 kW 4 Pole 380 V |  | 1 | 0 |  | 0 | 0 | 0.5 | 1 | 1 | 0 | 0 | 2
MTPL7102204 | Majax-2 Plate Mounted 710 20.D.8 c/w 2.2 kW 4 Pole 380 V |  | 1 | 0 |  | 0 | 0 | 0.5 | 1 | 1 | 0 | 0 | 2
Majax-2 400 15.B.8 IM | Impeller |  | 1 | 0 | Centrifab (Pty) Ltd | 0 | 0 | 1.2 | 1 | 1 | 0 | 0 | 3
Majax-2 400-15-B-8 Bifucated | T200 c/w 1.1kw 2P 400V |  | 1 | 0 |  | 0 | 0 | 0.5 | 1 | 1 | 0 | 0 | 2
Majax-2 630.20.D.4 | Speed Controller |  | 1 | 0 | Centrifab (Pty) Ltd | 0 | 0 | 1.6 | 1 | 2 | 0 | 0 | 4
Man Cooler | 600mm c/w 1.5kw 220v |  | 1 | 0 |  | 0 | 0 | 0.5 | 1 | 1 | 0 | 0 | 2
Material | Material | FM - ELECTRICAL WIRING | 1 | 1 | Downside Projects | 5400 | 0 | 0.7 | 1 | 1 | 0 | 0 | 3
MaxfloA 710/150/5 | c/w1.5kw 4Pole 380V |  | 1 | 0 |  | 0 | 0 | 0.5 | 1 | 1 | 0 | 0 | 2
MaxfloP 710/150/5 | c/w 1.5kw 4Pole 380V |  | 1 | 0 |  | 0 | 0 | 0.5 | 1 | 1 | 0 | 0 | 2
Mild Steel-200x200x1.6mm | Laser-Cut Mild Steel Plate 200x200x1.6mm |  | 1 | 8 | Mafilisti Trading and Projects (Pty) Ltd | 29.5 | 0 | 0.5 | 8 | 4 | 0 | 0 | 20
Mild Steel-310x310x1.6mm | Laser-Cut Mild Steel Plate 310x310x1.6mm |  | 1 | 1 | Mafilisti Trading and Projects (Pty) Ltd | 61.45 | 0 | 0.5 | 1 | 1 | 0 | 0 | 2
Mild Steel-620x620x1.6mm | Laser-Cut Mild Steel Plate 620x620x1.6mm |  | 1 | 1 | Mafilisti Trading and Projects (Pty) Ltd | 224 | 0 | 0.5 | 1 | 1 | 0 | 0 | 2
N3002-TUNBOOT-600-00-07 | TUNGSTEN BOOT BLACK 7 | FM - UNIFORM | 1 | 0 |  | 607.83 | 0 | 0.5 | 1 | 1 | 0 | 0 | 2
NAME PLATES | Name plates/ engraving plates |  | 18 | 700 | Cuspal Manufacturing & Anodising CC | 31.55 | 0 | 0.5 | 39 | 20 | 0 | 0 | 98
NITRO PRO | includes PDF Editing (Windows, Mac, iOS), unlimited eSigning, and Customer Support. |  | 1 | 1 | Cleverbridge GmbH - NITRO | 3812.63 | 0 | 0.5 | 1 | 1 | 0 | 0 | 2
NONE | AIRMAX-2.850 WALL MOUNT | FM - DONKIN | 1 | 0 |  | 0 | 4 | 0.5 | 4 | 2 | 0 | 0 | 10
NRD | Non Return Discharge Dampers |  | 1 | 1 | Air Speration | 709.45 | 0 | 0.5 | 1 | 1 | 0 | 0 | 2
NS40/610/610/300 | HEPA FILTER 4000M3/H |  | 1 | 5 | Filta Matix | 4928 | 0 | 0.5 | 5 | 2 | 0 | 0 | 12
NS40/610/610/300. | HEPA FILTER 4000M/H |  | 1 | 0 |  | 0 | 0 | 0.5 | 1 | 1 | 0 | 0 | 2
New .Impeller | 400D |  | 1 | 0 |  | 0 | 0 | 0.5 | 1 | 1 | 0 | 0 | 2
Non-Taxable Extra's | Non-Taxable Extra's | Accessories | 1 | 2 | Egoli Auto (Pty) Ltd t/a Mahindra JHB South | 1950 | 0 | 0.5 | 2 | 1 | 0 | 0 | 5
OUTSTANDING BALANCE | Outstanding Balance for industrial Fans |  | 8 | 0 |  | 0 | 6 | 0.5 | 1 | 1 | 0 | 0 | 2
PAINT-WORKS | SPRAY PAINT INLET CONES | FM - PAINTING | 1 | 0 |  | 0 | 2 | 0.5 | 2 | 1 | 0 | 0 | 5
PD2 | White |  | 1 | 8 | Seal 'N Devices (Pty) Ltd | 58.37 | 0 | 0.8 | 8 | 6 | 0 | 0 | 22
PHPM20B | M20 SCREW-IN BLANKING PLUGS (BLK) |  | 4 | 300 | ElectroMechanica (Pty) Ltd | 6.96 | 0 | 0.5 | 75 | 38 | 0 | 0 | 188
PINE | CRATING 25X114X1.8M |  | 15 | 722 | Foresta Timber & Board (Pty) Ltd | 28.75 | 0 | 0.5 | 48.5 | 24 | 0 | 0 | 121
PINE - BXXX 50X76X6.0M | PINE - BXXX 50X76X6.0M |  | 1 | 0 |  | 146.33 | 0 | 0.5 | 1 | 1 | 0 | 0 | 2
PINE - CRATING 25X114X3 .6M | PINE - CRATING 25X114X3 .6M |  | 1 | 0 |  | 53.48 | 0 | 0.5 | 1 | 1 | 0 | 0 | 2
PINE-S5 | PINE - S5 38X114X6.0M | CRATING | 1 | 10 | Foresta Timber & Board (Pty) Ltd | 153 | 0 | 0.5 | 10 | 5 | 0 | 0 | 25
PMGB20-13.5 | M20 NYLON COMPRESSION GLAND GREY |  | 1 | 800 | ElectroMechanica (Pty) Ltd | 5.22 | 0 | 0.5 | 800 | 400 | 0 | 0 | 2000
PMGB25-18 | M25 NYLON COMPRESSION GLAND GREY |  | 1 | 400 | ElectroMechanica (Pty) Ltd | 7.11 | 0 | 0.5 | 400 | 200 | 0 | 0 | 1000
POZI SELF TAPPER | 10 - No10 (4 .8mm)x19 PAN/HD POZI SELF TAPPER 10X19 7981 |  | 21 | 3740 | M&D SPECIALISED FASTENERS (PTY) LTD | 0 | 0 | 0.5 | 178.5 | 89 | 0 | 0 | 446
POZI SELF TAPPER - 10 | No10 (4 .8mm)x19 PAN/HD POZI SELF TAPPER 10X19 7981 | FASTENERS | 1 | 0 |  | 0.3 | 0 | 0.5 | 1 | 1 | 0 | 0 | 2
POZI SELF TAPPER - 10 (S/S) | No10 (4.8mm)x19 PAN/HD POZI SELF TAPPER - S/S 304 - A2 | FASTENERS | 1 | 0 |  | 0.7 | 0 | 0.5 | 1 | 1 | 0 | 0 | 2
POZI SELF TAPPER - 12 | No12 (5.5mm)x19 PAN/HD POZI SELF TAPPER 10X19 7981 | FASTENERS | 1 | 0 |  | 0.38 | 0 | 0.5 | 1 | 1 | 0 | 0 | 2
POZI SELF TAPPER - 12 (S/S) | No12 (5.5mm)x19 PAN/HD POZI SELF TAPPER - (S/S) | FASTENERS | 1 | 0 |  | 2 | 0 | 0.5 | 1 | 1 | 0 | 0 | 2
PQ3070-2RH | 0.37KW 2P 400V PAD |  | 1 | 0 | ACTOM | 0 | 0 | 0.5 | 1 | 1 | 0 | 0 | 2
PQ3083-4RH | 0.75KW 4P 400V PAD |  | 1 | 0 | ACTOM | 0 | 0 | 0.5 | 1 | 1 | 0 | 0 | 2
PQ3090-4RH | 1.1KW 4P 400V PAD |  | 1 | 0 | ACTOM | 0 | 0 | 0.5 | 1 | 1 | 0 | 0 | 2
PR3mm x 1300mm | New W11F 3mm x 1300mm Plate Roller |  | 1 | 1 | Mech Tech Precision (Pty) Ltd | 77000 | 0 | 0.8 | 1 | 1 | 0 | 0 | 3
PRA GLAND FLP Exde BRASS CPR N*1 M20 | PRA GLAND FLP Exde BRASS CPR N*1 M20 |  | 1 | 4 | Pratley (Pty) Ltd | 232.8 | 0 | 0.5 | 4 | 2 | 0 | 0 | 10
PRA LOCKNUT BRASS No 0 & 1 | M20 - PRA LOCKNUT BRASS No 0 & 1 - M20 |  | 1 | 2 | Pratley (Pty) Ltd | 0 | 0 | 0.5 | 2 | 1 | 0 | 0 | 5
PRA LOCKNUT BRASS No 0 & 1 - M20 | PRA LOCKNUT BRASS No 0 & 1 - M20 |  | 1 | 0 |  | 8.57 | 0 | 0.5 | 1 | 1 | 0 | 0 | 2
PRA LOCKNUT BRASS No 2 | M25 - PRA LOCKNUT BRASS No 2 - M25 |  | 1 | 2 | Pratley (Pty) Ltd | 0 | 0 | 0.5 | 2 | 1 | 0 | 0 | 5
PRA LOCKNUT BRASS No 2 - M25 | PRA LOCKNUT BRASS No 2 - M25 |  | 1 | 0 |  | 13.56 | 0 | 0.5 | 1 | 1 | 0 | 0 | 2
PRA REDUCER FLP Ex d/e 25M-20F | PRA REDUCER FLP Ex d/e 25M-20F |  | 1 | 2 | Pratley (Pty) Ltd | 81.49 | 0 | 0.5 | 2 | 1 | 0 | 0 | 5
PROGRAM | Customized Programming Service - Development of web Based Fan Selection Program |  | 15 | 6 | Holt Consulting Engineers | 0 | 0 | 0.5 | 1 | 1 | 0 | 0 | 2
PROGRAM - Customized Programming Service | Development of web Based Fan Selection Program |  | 1 | 0 |  | 30000 | 0 | 0.5 | 1 | 1 | 0 | 0 | 2
PRPFAN822 | FAC30/4 Propeller Fan |  | 1 | 1 | CFW Fans (Pty) Ltd | 1447.5 | 0 | 0.6 | 1 | 1 | 0 | 0 | 3
PTAVAV23795 | VCD 200 S595 SW 1.00KW MLM 24V Master |  | 1 | 0 |  | 0 | 0 | 0.5 | 1 | 1 | 0 | 0 | 2
PTAVAV23796 | VCD 250 S595 SW 1.25KW MLM 24V Master |  | 1 | 0 |  | 0 | 0 | 0.5 | 1 | 1 | 0 | 0 | 2
PVT/20 | PVT/20 c/w 130W 2880RPM 220V |  | 1 | 0 |  | 0 | 0 | 0.5 | 1 | 1 | 0 | 0 | 2
PVT/30 | PVT/30 c/w 380W 2800RPM 220V |  | 31 | 5 | Luft Industries Natal (Pty) Ltd | 537.5 | 6 | 0.5 | 1 | 1 | 0 | 0 | 2
PVT/40 | PVT/40 c/w 1.1kW 2800RPM 220V |  | 1 | 0 |  | 0 | 0 | 0.5 | 1 | 1 | 0 | 0 | 2
PVT/50 | PVT /50 c/w 2.2KkW 2800RPM 220V |  | 17 | 9 | Bluetech Fans (Pty) Ltd | 2965.69 | 9 | 0.6 | 1 | 1 | 0 | 0 | 3
PWT PI150 0R7G3Z | PI150 VSD 0.75KW 380V IP20 BRK |  | 1 | 2 | Bearing Man Group | 3808.9 | 0 | 0.5 | 2 | 1 | 0 | 0 | 5
Partial Payment | Industrial fan - Partial Payment |  | 1 | 0 |  | 0 | 1 | 0.5 | 1 | 1 | 0 | 0 | 2
Pl Blades | Plastic Blades | FM - IMPELLER | 21 | 1205 | CFW Fans (Pty) Ltd | 42 | 0 | 0.5 | 57.5 | 29 | 0 | 0 | 144
Pl Blanks | Plastic Blanks | FM - IMPELLER | 18 | 290 | CFW Fans (Pty) Ltd | 11 | 0 | 0.5 | 16.5 | 8 | 0 | 0 | 41
Plasma Cuts | Sheets cut(10), Plates cut(56) & Ends Cut(60) |  | 1 | 1 | Intervent-Universal (Pty) Ltd | 5600 | 0 | 0.5 | 1 | 1 | 0 | 0 | 2
Project Name | The Precint |  | 1 | 0 |  | 0 | 0 | 0.5 | 1 | 1 | 0 | 0 | 2
QCP- | Data Book |  | 24 | 0 |  | 0 | 16 | 0.5 | 1 | 1 | 0 | 0 | 2
QD GP 25LT | QD GREY PRIMER 25LT | CONSUMABLES | 1 | 1 | MG AUTO PAINT (PTY) LTD | 1173.91 | 0 | 0.5 | 1 | 1 | 0 | 0 | 2
QD GP 5LT | QD GREY PRIMER 5LT |  | 1 | 1 | MG AUTO PAINT (PTY) LTD | 243.48 | 0 | 0.5 | 1 | 1 | 0 | 0 | 2
QD MIX 25LT | QD MIX 25LT MINES GREY | CONSUMABLES | 1 | 1 | MG AUTO PAINT (PTY) LTD | 1691.3 | 0 | 0.5 | 1 | 1 | 0 | 0 | 2
R30 MD II ATEX | R30 MD II ATEX 3G/D II GOR 1.1kW ATEX II 2G Ex db eb IIC T3 GB- B14 IIC T3 130 V220/380 -50 Hz IE3 |  | 1 | 0 |  | 64014.72 | 0 | 0.5 | 1 | 1 | 0 | 0 | 2
RA | 1500x600x850 long Rectangular Attenuator |  | 1 | 6 | Attenu-Tec | 7907 | 6 | 1.1 | 6 | 7 | 0 | 0 | 19
RAD100 | RAD 100 | FM - KAYITES | 30 | 20 | Kayites | 460.87 | 38 | 0.5 | 1.5 | 1 | 0 | 0 | 4
RAD125 | RAD 125 | FM - KAYITES | 17 | 20 | Kayites | 516.49 | 8 | 0.5 | 1.5 | 1 | 0 | 0 | 4
RAD150 | RAD 150 | FM - KAYITES | 30 | 95 | Kayites | 517.79 | 97 | 0.6 | 3.5 | 2 | 0 | 0 | 9
RAD160 | RAD 160 | FM - KAYITES | 1 | 0 |  | 0 | 0 | 0.5 | 1 | 1 | 0 | 0 | 2
RAD200 | RAD 200 | FM - KAYITES | 34 | 177 | Kayites | 706.07 | 197 | 0.6 | 6 | 4 | 0 | 0 | 16
RAD250 | RAD 250 | FM - KAYITES | 34 | 164 | Kayites | 776.68 | 152 | 0.5 | 5 | 2 | 0 | 0 | 12
RAD315 | RAD 315 | FM - KAYITES | 33 | 174 | Kayites | 941.43 | 189 | 0.6 | 6 | 4 | 0 | 0 | 16
RAD355 | RAD 355 | FM - KAYITES | 33 | 66 | Kayites | 1684.24 | 61 | 0.6 | 2 | 1 | 0 | 0 | 5
RB Flex | Flexible connection |  | 1 | 0 |  | 0 | 0 | 0.5 | 1 | 1 | 0 | 0 | 2
RB7/0.5 | SISW c/w 0.55 kW 2P 380V |  | 1 | 0 |  | 0 | 0 | 0.5 | 1 | 1 | 0 | 0 | 2
REC10050 | REC 100-50 | FM - KAYITES | 1 | 1 | Kayites | 10123.17 | 0 | 0.7 | 1 | 1 | 0 | 0 | 3
REC3015 | REC 30-15 | FM - KAYITES | 1 | 0 |  | 0 | 0 | 0.5 | 1 | 1 | 0 | 0 | 2
REC4020A | REC 40-20 A | FM - KAYITES | 1 | 0 |  | 0 | 0 | 0.5 | 1 | 1 | 0 | 0 | 2
REC4020B | REC 40-20 B | FM - KAYITES | 1 | 0 |  | 0 | 0 | 0.5 | 1 | 1 | 0 | 0 | 2
REC5025 | REC 50-25 | FM - KAYITES | 24 | 1 | Kayites | 989.28 | 3 | 0.7 | 1 | 1 | 0 | 0 | 3
REC6030 | REC 60-30 | FM - KAYITES | 1 | 0 |  | 0 | 0 | 0.5 | 1 | 1 | 0 | 0 | 2
REC6035 | REC 60-35 | FM - KAYITES | 28 | 12 | Kayites | 3603.38 | 12 | 0.5 | 1 | 1 | 0 | 0 | 2
REC7040 | REC 70-40 | FM - KAYITES | 28 | 2 | Kayites | 4569.86 | 4 | 0.5 | 1 | 1 | 0 | 0 | 2
REC8050 | REC 80-50 | FM - KAYITES | 1 | 0 |  | 0 | 0 | 0.5 | 1 | 1 | 0 | 0 | 2
RECT ATT | 1100 X 1100 and 1500mm Long |  | 1 | 4 | Attenu-Tec | 2985 | 18 | 0.5 | 18 | 9 | 0 | 0 | 45
REFURBISHING | FAN REFURBISHMENT |  | 1 | 0 |  | 0 | 1 | 0.5 | 1 | 1 | 0 | 0 | 2
RENTAL | RENTAL |  | 12 | 11 | Stand 231 Alrode South CC | 41745.45 | 0 | 0.5 | 1 | 1 | 0 | 0 | 2
REPAIR-BLADE | 315 X 70 Wide Radical Bladed Fan - Existing Inlet ring removed - New one Manufactured & re-assembled | CONSUMABLES | 1 | 1 | Airtec Fans & Engineering | 1625 | 1 | 0.5 | 1 | 1 | 0 | 0 | 2
RIGM6 | RIGID POC FILTERS 600X600X600 M6 6POC |  | 1 | 16 | Filtermac Design ( Pty) Ltd | 1050 | 0 | 0.8 | 16 | 13 | 0 | 0 | 45
RS1-400 | Controller 1.8 amp ( Excl.J.Box) |  | 1 | 0 | Luft Industries Natal (Pty) Ltd | 0 | 9 | 0.5 | 9 | 4 | 0 | 0 | 22
RT1.25-4S | Red Ring Terminal 4mm Stud |  | 4 | 1600 | Cabrical (Pty) Ltd | 0.63 | 0 | 0.5 | 400 | 200 | 0 | 0 | 1000
RT1.25-5S | Red Ring Terminal 5mm Stud |  | 4 | 1600 | Cabrical (Pty) Ltd | 0.7 | 0 | 0.5 | 400 | 200 | 0 | 0 | 1000
RT1.25-6S | Red Ring Terminal 6mm Stud |  | 1 | 400 | Cabrical (Pty) Ltd | 0.91 | 0 | 0.5 | 400 | 200 | 0 | 0 | 1000
RTube-25x1.9-6M | Round Tube 25x1.9-6M |  | 1 | 1 | NJR STEEL - ALRODE (PTY) LTD | 99.25 | 0 | 0.5 | 1 | 1 | 0 | 0 | 2
RTube-32x1.9-6M | Round Tube 32x1.9-6M |  | 2 | 4 | NJR STEEL - ALRODE (PTY) LTD | 129.4 | 0 | 0.5 | 2 | 1 | 0 | 0 | 5
RTube-38x1.9-6M | Round Tube 38x1.9-6M |  | 1 | 1 | NJR STEEL - ALRODE (PTY) LTD | 151.63 | 0 | 0.5 | 1 | 1 | 0 | 0 | 2
RV+02-4 Inch | Safety Valve - Press 300- 600mBar - 4Inch |  | 1 | 0 |  | 0 | 0 | 0.5 | 1 | 1 | 0 | 0 | 2
RV02-4 | Safety Valve - Press 300-600mBar - 4 |  | 1 | 0 |  | 4464 | 0 | 0.5 | 1 | 1 | 0 | 0 | 2
RW0.14220 | Rewind 0.1Kw 1430rpm 230V Motor Suitable for 60Hz Operation | FM - LUCK & KING | 1 | 1 | Luck and King | 1930 | 0 | 0.5 | 1 | 1 | 0 | 0 | 2
RepairCMP | Repair teh casing by replacing the flange to be 3mm thick and re-paint entire casing |  | 1 | 1 | Mafilisti Trading and Projects (Pty) Ltd | 550 | 0 | 0.5 | 1 | 1 | 0 | 0 | 2
Repairr | Mahindra repair chip |  | 1 | 0 |  | 0 | 0 | 0.5 | 1 | 1 | 0 | 0 | 2
Rewind Motors | From 400V to 525V |  | 42 | 22 | Luck and King | 2431.5 | 0 | 0.5 | 1 | 1 | 0 | 0 | 2
Rewind To | 525V |  | 39 | 6 | Luck and King | 2193 | 3 | 1.3 | 1 | 1 | 0 | 0 | 3
Roshcon | Ducting |  | 1 | 0 |  | 0 | 0 | 0.5 | 1 | 1 | 0 | 0 | 2
S-STARMIG-255 | SMARTER STAR MIG 255 with Parker torch |  | 1 | 1 | INTROWELD CC | 15100 | 0 | 0.5 | 1 | 1 | 0 | 0 | 2
S/S | Pleated Panel Filter 595 x 595 x 48 |  | 1 | 12 | Airventfil (Pty) Ltd | 202.45 | 0 | 0.5 | 12 | 6 | 0 | 0 | 30
S1 | Silencers |  | 1 | 0 |  | 0 | 2 | 0.5 | 2 | 1 | 0 | 0 | 5
SA | Skid Assembly |  | 1 | 0 |  | 0 | 0 | 0.5 | 1 | 1 | 0 | 0 | 2
SA06/GF | 900 X 600 X 1200 Rectangular Attenuator |  | 1 | 0 |  | 0 | 0 | 0.5 | 1 | 1 | 0 | 0 | 2
SA07/GF | 600 X 600 X 1200 Rectangular Attenuator |  | 1 | 0 |  | 0 | 0 | 0.5 | 1 | 1 | 0 | 0 | 2
SA08/GF | 1500 X 600 X 1200 Rectangular Attenuator |  | 1 | 0 |  | 0 | 0 | 0.5 | 1 | 1 | 0 | 0 | 2
SA10/GF | 1800 X 350 X 1200 Rectangular Attenuator |  | 1 | 0 |  | 0 | 0 | 0.5 | 1 | 1 | 0 | 0 | 2
SA11/GF | 1800 X 350 X 1200 Rectangular Attenuator |  | 1 | 0 |  | 0 | 0 | 0.5 | 1 | 1 | 0 | 0 | 2
SA12/GF | 630mm Dia 1.5D Silencer |  | 1 | 0 |  | 0 | 0 | 0.5 | 1 | 1 | 0 | 0 | 2
SACFW500B10P0T4DB20G2 | VSD 4KW 380V 10A |  | 1 | 0 |  | 0 | 0 | 0.5 | 1 | 1 | 0 | 0 | 2
SACFW500D24P0T4DB20G2 | VSD 11KW 380V 24A |  | 1 | 0 |  | 0 | 0 | 0.5 | 1 | 1 | 0 | 0 | 2
SAF-1.5 Inch | - Inlet Wire Screen Mesh - 1.5Inch |  | 1 | 0 |  | 0 | 0 | 0.5 | 1 | 1 | 0 | 0 | 2
SAF-4 Inch - | - Inlet Wire Screen Mesh - 4Inch |  | 1 | 0 |  | 0 | 0 | 0.5 | 1 | 1 | 0 | 0 | 2
SAF4 | Inlet Wire Screen Mesh - 4 inch |  | 1 | 0 |  | 1051 | 0 | 0.5 | 1 | 1 | 0 | 0 | 2
SAL280 | SAL 280 | FM - KAYITES | 1 | 0 |  | 0 | 0 | 0.5 | 1 | 1 | 0 | 0 | 2
SAL315 | SAL 315 | FM - KAYITES | 1 | 0 |  | 0 | 0 | 0.5 | 1 | 1 | 0 | 0 | 2
SAL355 | SAL 355 | FM - KAYITES | 1 | 0 |  | 0 | 0 | 0.5 | 1 | 1 | 0 | 0 | 2
SAL400 | SAL 400 | FM - KAYITES | 1 | 0 |  | 0 | 0 | 0.5 | 1 | 1 | 0 | 0 | 2
SAL450 | SAL 450 | FM - KAYITES | 1 | 0 |  | 0 | 0 | 0.5 | 1 | 1 | 0 | 0 | 2
SAL500 | SAL 500 | FM - KAYITES | 11 | 0 |  | 0 | 1 | 0.5 | 1 | 1 | 0 | 0 | 2
SAL560 | SAL 560 | FM - KAYITES | 1 | 0 |  | 0 | 0 | 0.5 | 1 | 1 | 0 | 0 | 2
SAL630 | SAL 630 | FM - KAYITES | 1 | 0 |  | 0 | 0 | 0.5 | 1 | 1 | 0 | 0 | 2
SAL710 | SAL 710 | FM - KAYITES | 1 | 0 |  | 0 | 0 | 0.5 | 1 | 1 | 0 | 0 | 2
SAV STICKERS | Solvent Printed SAV Stickers - Rounded Corners - (108mm x 88mm) |  | 8 | 600 | HC Soekoe CC | 1.69 | 0 | 0.5 | 75 | 38 | 0 | 0 | 188
SCB0820-1.3kW-M | Side Channel Blower - 1.3kW-M - 1 1/2 - 230V | FM - FPZ | 1 | 0 |  | 0 | 0 | 0.5 | 1 | 1 | 0 | 0 | 2
SCBD2M0.7kWb | SCB D2M 0.7kW - 220V | FM - BLOWER | 1 | 0 |  | 0 | 0 | 0.5 | 1 | 1 | 0 | 0 | 2
SCBD2T0.7kWB | SCB D2T 0.7kW - 400V | FM - BLOWER | 1 | 0 |  | 0 | 0 | 0.5 | 1 | 1 | 0 | 0 | 2
SCBD3M1.3kWB | SCB D3M 1.3kW - 220V | FM - BLOWER | 1 | 0 |  | 0 | 0 | 0.5 | 1 | 1 | 0 | 0 | 2
SCBD3T0.85kWB | SCB D3T 0.85kW - 400V | FM - BLOWER | 1 | 0 |  | 0 | 0 | 0.5 | 1 | 1 | 0 | 0 | 2
SCBD3T1.3kWB | SCB D3T 1.3kW - 400V | FM - BLOWER | 1 | 0 |  | 0 | 0 | 0.5 | 1 | 1 | 0 | 0 | 2
SCBD4M1.3kWB | SCB D4M 1.3kW - 220V | FM - BLOWER | 1 | 0 |  | 0 | 0 | 0.5 | 1 | 1 | 0 | 0 | 2
SCBD4M1.5kWB | SCB D4M 1.5kW - 220V | FM - BLOWER | 1 | 0 |  | 0 | 0 | 0.5 | 1 | 1 | 0 | 0 | 2
SCBD4M2.2kWB | SCB D4M 2.2kW - 220V | FM - BLOWER | 1 | 0 |  | 0 | 0 | 0.5 | 1 | 1 | 0 | 0 | 2
SCBD4T1.6kWB | SCB D4T 1.6kW - 400V | FM - BLOWER | 1 | 0 |  | 0 | 0 | 0.5 | 1 | 1 | 0 | 0 | 2
SCBD4T2.2kW- | Side Channel Blower D4T 2.2kW - 400V - 3Ph - 50Hz - 1.5Inch |  | 1 | 0 |  | 0 | 0 | 0.5 | 1 | 1 | 0 | 0 | 2
SCBD4T2.2kWB | SCB D4T 2.2kW - 400V | FM - BLOWER | 1 | 0 |  | 0 | 0 | 0.5 | 1 | 1 | 0 | 0 | 2
SCBD5T2.2kWB | SCB D5T 2.2kW - 400V | FM - BLOWER | 1 | 0 |  | 0 | 0 | 0.5 | 1 | 1 | 0 | 0 | 2
SCBD5T3kWB | SCB D5T 3kW - 400V | FM - BLOWER | 1 | 0 |  | 0 | 0 | 0.5 | 1 | 1 | 0 | 0 | 2
SCBD5T4kWB | SCB D5T 4kW - 400V | FM - BLOWER | 1 | 0 |  | 0 | 0 | 0.5 | 1 | 1 | 0 | 0 | 2
SCBD7T3.0kWB | SCB D7T 3.0kW - 400V | FM - BLOWER | 1 | 0 |  | 0 | 0 | 0.5 | 1 | 1 | 0 | 0 | 2
SCBD7T5.5kWB | SCB D7T 5.5kW - 400V | FM - BLOWER | 1 | 0 |  | 0 | 0 | 0.5 | 1 | 1 | 0 | 0 | 2
SCBD8T5.5kWB | SCB D8T 5.5kW - 400V | FM - BLOWER | 1 | 0 |  | 0 | 0 | 0.5 | 1 | 1 | 0 | 0 | 2
SCBD9T16.5kW | Side Channel Blower D5T 16.5kW - 400V - 3Ph - 50Hz - 4Inch |  | 1 | 0 |  | 0 | 0 | 0.5 | 1 | 1 | 0 | 0 | 2
SCBFLT1.25B | SCB Blower Simple Intake Filter - 1 1/4 | FM - BLOWER | 7 | 0 |  | 0 | 1 | 0.5 | 1 | 1 | 0 | 0 | 2
SCBFLT1.5B | SCB Blower Simple Intake Filter - 1 1/2 | FM - BLOWER | 1 | 0 |  | 0 | 0 | 0.5 | 1 | 1 | 0 | 0 | 2
SCBFLT2.5B | SCB Blower Simple Intake Filter - 2 1/2 | FM - BLOWER | 1 | 0 |  | 0 | 0 | 0.5 | 1 | 1 | 0 | 0 | 2
SCBFLT4 | SCB Blower Simple Intake Filter - 4 | FM - BLOWER | 1 | 0 |  | 0 | 0 | 0.5 | 1 | 1 | 0 | 0 | 2
SCBPV1.25AB | SCB Pressure Relieve Valve - 1 1/4 - Aluminium | FM - BLOWER | 1 | 0 |  | 0 | 0 | 0.5 | 1 | 1 | 0 | 0 | 2
SCBPV1.25PB | SCB Pressure Relieve Valve - 1 1/4 - Plastic | FM - BLOWER | 1 | 0 |  | 0 | 0 | 0.5 | 1 | 1 | 0 | 0 | 2
SCBPV4AB | SCB Pressure Relieve Valve - 4 - Aluminium | FM - BLOWER | 1 | 0 |  | 0 | 0 | 0.5 | 1 | 1 | 0 | 0 | 2
SCBS0T0.12kWB | SCB S0T 0.12kW - 400V | FM - BLOWER | 1 | 0 |  | 0 | 0 | 0.5 | 1 | 1 | 0 | 0 | 2
SCBS1M0.2kWB | SCB S1M 0.2kW - 220V | FM - BLOWER | 1 | 0 |  | 0 | 0 | 0.5 | 1 | 1 | 0 | 0 | 2
SCBS1T0.2kWB | SCB S1T 0.2kW - 400V | FM - BLOWER | 1 | 0 |  | 0 | 0 | 0.5 | 1 | 1 | 0 | 0 | 2
SCBS2M0.25kWB | SCB S2M 0.25kW - 220V | FM - BLOWER | 1 | 0 |  | 0 | 0 | 0.5 | 1 | 1 | 0 | 0 | 2
SCBS2M0.4kWB | SCB S2M 0.4kW - 220V | FM - BLOWER | 1 | 0 |  | 0 | 0 | 0.5 | 1 | 1 | 0 | 0 | 2
SCBS2T0.25kWB | SCB S2T 0.25kW - 400V | FM - BLOWER | 1 | 0 |  | 0 | 0 | 0.5 | 1 | 1 | 0 | 0 | 2
SCBS2T0.4kWB | SCB S2T 0.4kW - 400V | FM - BLOWER | 1 | 0 |  | 0 | 0 | 0.5 | 1 | 1 | 0 | 0 | 2
SCBS3M0.55kWB | SCB S3M 0.55kW - 220V | FM - BLOWER | 1 | 0 |  | 0 | 0 | 0.5 | 1 | 1 | 0 | 0 | 2
SCBS3M0.7kWB | SCB S3M 0.7kW - 220V | FM - BLOWER | 1 | 0 |  | 0 | 0 | 0.5 | 1 | 1 | 0 | 0 | 2
SCBS3T0.55kWB | SCB S3T 0.55kW - 400V | FM - BLOWER | 1 | 0 |  | 0 | 0 | 0.5 | 1 | 1 | 0 | 0 | 2
SCBS3T0.7kWB | SCB S3T 0.7kW - 400V | FM - BLOWER | 1 | 0 |  | 0 | 0 | 0.5 | 1 | 1 | 0 | 0 | 2
SCBS4M0.7kWB | SCB S4M 0.7kW - 220V | FM - BLOWER | 1 | 0 |  | 0 | 0 | 0.5 | 1 | 1 | 0 | 0 | 2
SCBS4M0.85kWB | SCB S4M 0.85kW - 220V | FM - BLOWER | 1 | 0 |  | 0 | 0 | 0.5 | 1 | 1 | 0 | 0 | 2
SCBS4M1.3kWB | SCB S4M 1.3kW - 220V | FM - BLOWER | 1 | 0 |  | 0 | 0 | 0.5 | 1 | 1 | 0 | 0 | 2
SCBS4T0.7kWB | SCB S4T 0.7kW - 400V | FM - BLOWER | 1 | 0 |  | 0 | 0 | 0.5 | 1 | 1 | 0 | 0 | 2
SCBS4T0.85kWB | SCB S4T 0.85kW - 400V | FM - BLOWER | 1 | 0 |  | 0 | 0 | 0.5 | 1 | 1 | 0 | 0 | 2
SCBS4T1.3kWB | SCB S4T 1.3kW - 400V | FM - BLOWER | 1 | 0 |  | 0 | 0 | 0.5 | 1 | 1 | 0 | 0 | 2
SCBS5M1.3kWB | SCB S5M 1.3kW - 220V | FM - BLOWER | 1 | 0 |  | 0 | 0 | 0.5 | 1 | 1 | 0 | 0 | 2
SCBS5M1.5kWB | SCB S5M 1.5kW - 220V | FM - BLOWER | 1 | 0 |  | 0 | 0 | 0.5 | 1 | 1 | 0 | 0 | 2
SCBS5M2.2kWB | SCB S5M 2.2kW - 220V | FM - BLOWER | 1 | 0 |  | 0 | 0 | 0.5 | 1 | 1 | 0 | 0 | 2
SCBS5T1.3kWB | SCB S5T 1.3kW - 400V | FM - BLOWER | 1 | 0 |  | 0 | 0 | 0.5 | 1 | 1 | 0 | 0 | 2
SCBS5T1.6kWB | SCB S5T 1.6kW - 400V | FM - BLOWER | 1 | 0 |  | 0 | 0 | 0.5 | 1 | 1 | 0 | 0 | 2
SCBS5T2.2kWB | SCB S5T 2.2kW - 400V | FM - BLOWER | 1 | 0 |  | 0 | 0 | 0.5 | 1 | 1 | 0 | 0 | 2
SCBS6M2.2kWB | SCB S6M 2.2kW - 220V | FM - BLOWER | 1 | 0 |  | 0 | 0 | 0.5 | 1 | 1 | 0 | 0 | 2
SCBS6T2.2kWB | SCB S6T 2.2kW - 400V | FM - BLOWER | 1 | 0 |  | 0 | 0 | 0.5 | 1 | 1 | 0 | 0 | 2
SCBS6T3kWB | SCB S6T 3kW - 400V | FM - BLOWER | 1 | 0 |  | 0 | 0 | 0.5 | 1 | 1 | 0 | 0 | 2
SCBS7T3kWB | SCB S7T 3kW - 400V | FM - BLOWER | 1 | 0 |  | 0 | 0 | 0.5 | 1 | 1 | 0 | 0 | 2
SCBS7T4.3kWB | SCB S7T 4.3kW - 400V | FM - BLOWER | 1 | 0 |  | 0 | 0 | 0.5 | 1 | 1 | 0 | 0 | 2
SCBS8T4.3kWB | SCB S8T 4.3kW - 400V | FM - BLOWER | 1 | 0 |  | 0 | 0 | 0.5 | 1 | 1 | 0 | 0 | 2
SCBS8T5.5kWB | SCB S8T 5.5kW - 400V | FM - BLOWER | 1 | 0 |  | 0 | 0 | 0.5 | 1 | 1 | 0 | 0 | 2
SCBS8T7.5kWB | SCB S8T 7.5kW - 400V | FM - BLOWER | 1 | 0 |  | 0 | 0 | 0.5 | 1 | 1 | 0 | 0 | 2
SCBS9T12.5kW | Side Channel Blower S9T 12.5Kw - 525V - 4 |  | 1 | 0 |  | 38475 | 0 | 0.5 | 1 | 1 | 0 | 0 | 2
SCL-R20MD-0.75kW-400V | SCL R20MD 0.75kW 400V BLOWER | FM - FPZ | 16 | 0 |  | 6938.16 | 0 | 0.5 | 1 | 1 | 0 | 0 | 2
SCOTCH BRI G | SCOTCH BRITE GREY BULLDOG | CONSUMABLES | 1 | 10 | MG AUTO PAINT (PTY) LTD | 26.09 | 0 | 0.5 | 10 | 5 | 0 | 0 | 25
SE07MD50+0004 | e7 MD 4.0Kw 3Ph |  | 1 | 0 |  | 0 | 0 | 0.5 | 1 | 1 | 0 | 0 | 2
SE07MS50+0005 | SCL e07-MS MOR IE3 M.E. 4.0-4.8KW - 2 POLI 345-415/200-240V 50Hz - 380-480/220-280V 60Hz. IP55 |  | 1 | 1 | Effepizeta | 22683.25 | 0 | 2 | 1 | 2 | 0 | 0 | 4
SE07MS50+0012 | SCL e07-MS MOR IE3 M.E. 5.5 - 6.5 kW - 2 POLI -600-720/345-415V 50Hz - 660-830/380-480V 60Hz WR |  | 1 | 1 | Effepizeta | 25116.89 | 0 | 1.8 | 1 | 2 | 0 | 0 | 4
SE08MS50+0014 | SCL e08-MS MOR - IE3 M.E 7.5KW - 9.0KW - 2 POLI |  | 1 | 2 | Effepizeta | 30493.09 | 0 | 2.2 | 2 | 4 | 0 | 1 | 8
SE08MS55 | SCL e08-MS MOR IE3 - M.E. 5.5 kW- 525V -IE3 -IP55 NATURAL FINISH |  | 1 | 1 | Effepizeta | 34813.1 | 0 | 2 | 1 | 2 | 0 | 0 | 4
SE10MS50+0005 | SCL e10-MS MOR IE3 M.E. 11 - 13 kW - 2 POLI - 380V - IP55 Natural Finish |  | 6 | 3 | Effepizeta | 45412 | 0 | 1.7 | 1 | 2 | 0 | 1 | 4
SE11MS00+0048 | SCL e11-MS MOR IE2 M.E. 11 - 13 kW - 2 POLI - 300/525V 50HZ 360/630V 60HZ IE2 - CL. F TROP. |  | 12 | 9 | Effepizeta | 45524.96 | 0 | 2.1 | 1 | 2 | 0 | 3 | 4
SE11TS50+0002 | SCL e11-TS MOR IER - M.E 22 - 25.5 kW - 2 POLI - IE3 CL. F TROP. PTO IP55 - NATURAL FINISH |  | 13 | 5 | Effepizeta | 88303.76 | 0 | 2 | 1 | 2 | 0 | 0 | 4
SE12TS50+0000 | SCL e12-TS MOR IE3 - M.E. 18.5 - 22 kW - 2 POLI |  | 1 | 0 |  | 0 | 0 | 0.5 | 1 | 1 | 0 | 0 | 2
SEF100 | SEF 100 | FM - KAYITES | 10 | 10 | Kayites | 143.08 | 4 | 0.5 | 1 | 1 | 0 | 0 | 2
SEF125 | SEF125 | FM - KAYITES | 26 | 25 | Kayites | 361.37 | 18 | 0.5 | 1 | 1 | 0 | 0 | 2
SFB04006006 | Flat Bar CQ 40x6mm 6 Mtr |  | 1 | 3 | NJR STEEL - ALRODE (PTY) LTD | 175.34 | 0 | 0.5 | 3 | 2 | 0 | 0 | 8
SH01 | HAND STRAPPING 12X 1500M - BLACK | PACKAGING | 1 | 1 | Advantage Air Africa Pty Ltd | 496.99 | 0 | 0.5 | 1 | 1 | 0 | 0 | 2
SHPBSW | BANDSAW WELD ONLY BIMETAL |  | 1 | 2 | SPARES 2000 CC t/a SHARP-RITE | 75 | 0 | 0.5 | 2 | 1 | 0 | 0 | 5
SHR03012252450 | HR Sheet SAE1008 2450x1225x3 |  | 1 | 1 | NJR STEEL - ALRODE (PTY) LTD | 1067.28 | 0 | 0.5 | 1 | 1 | 0 | 0 | 2
SITEW | Site Work - 8 hours |  | 1 | 0 |  | 0 | 8 | 0.5 | 8 | 4 | 0 | 0 | 20
SK03MS50+0121 | SCL K03-MS MOR IE3 M.E. 0.55 - 0.65 kW 2 POLI345-415/200-240V 50Hz - 380-480/220-280V 60Hz WR |  | 1 | 2 | Effepizeta | 5675.27 | 0 | 0.5 | 2 | 1 | 0 | 0 | 5
SLA2025 | Support SLA Mar |  | 12 | 9 | AXEGROUP | 4088.89 | 0 | 0.5 | 1 | 1 | 0 | 0 | 2
SMOKE EXTRACTION FS 160/180 | TERMINAL BLOCK 300c |  | 1 | 1 | WEG South Africa | 672 | 0 | 0.5 | 1 | 1 | 0 | 0 | 2
SMR2005 | Spring Mount 2 - 750 - White |  | 1 | 4 | Seal 'N Devices (Pty) Ltd | 302.33 | 0 | 0.5 | 4 | 2 | 0 | 0 | 10
SMR3002 | Spring Mount 3 - 1350 - Yellow |  | 1 | 0 |  | 0 | 0 | 0.5 | 1 | 1 | 0 | 0 | 2
SMR3005 | Spring Mount 3 - 1000 - Black |  | 1 | 0 |  | 0 | 0 | 0.5 | 1 | 1 | 0 | 0 | 2
SMR3005. | Spring Mount 3 - 1000 - Black |  | 1 | 0 |  | 0 | 0 | 0.5 | 1 | 1 | 0 | 0 | 2
SMR3006 | Spring Mount 3 - 1350 - Yellow |  | 1 | 0 |  | 0 | 0 | 0.5 | 1 | 1 | 0 | 0 | 2
SMR3007 | Spring Mount 3 - 1675 - Yellow |  | 1 | 0 |  | 0 | 0 | 0.5 | 1 | 1 | 0 | 0 | 2
SMRH1003 | Spring Mount H 1-125Red |  | 1 | 16 | Seal 'N Devices (Pty) Ltd | 186.94 | 16 | 0.5 | 16 | 8 | 0 | 0 | 40
SMRH1004 | Spring Mount H 1-200Black |  | 1 | 48 | Seal 'N Devices (Pty) Ltd | 209.64 | 48 | 0.5 | 48 | 24 | 0 | 0 | 120
SMRH1005 | Spring Mount H 1-310Yellow |  | 1 | 8 | Seal 'N Devices (Pty) Ltd | 209.64 | 8 | 0.5 | 8 | 4 | 0 | 0 | 20
SMW23030 | 5.5KW 4P 380V IP55 300 C/2HR WEG SMOKEX PAD W22 MOTOR |  | 1 | 3 | WEG South Africa | 11569 | 0 | 1.8 | 3 | 5 | 0 | 0 | 11
SOF250 | SOF 250 | FM - KAYITES | 1 | 0 |  | 0 | 0 | 0.5 | 1 | 1 | 0 | 0 | 2
SOF300 | SOF 300 | FM - KAYITES | 1 | 0 |  | 0 | 0 | 0.5 | 1 | 1 | 0 | 0 | 2
SOF350 | SOF 350 | FM - KAYITES | 1 | 0 |  | 0 | 0 | 0.5 | 1 | 1 | 0 | 0 | 2
SOF400 | SOF 400 | FM - KAYITES | 1 | 0 |  | 0 | 0 | 0.5 | 1 | 1 | 0 | 0 | 2
SOF450 | SOF 450 | FM - KAYITES | 1 | 0 |  | 0 | 0 | 0.5 | 1 | 1 | 0 | 0 | 2
SOF500 | SOF 500 | FM - KAYITES | 1 | 0 |  | 0 | 0 | 0.5 | 1 | 1 | 0 | 0 | 2
SOF630 | SOF 630 | FM - KAYITES | 1 | 0 |  | 0 | 0 | 0.5 | 1 | 1 | 0 | 0 | 2
SP | Spark Proofing - SP |  | 16 | 4 | Luck and King | 6116 | 2 | 1.1 | 1 | 1 | 0 | 0 | 3
SPRING WASHER 16 ZB | 16 SQ MED SPRING WASHER Z/BLUE 16 7980 SS ZB | FASTENERS | 1 | 20 | M&D SPECIALISED FASTENERS (PTY) LTD | 0.4 | 0 | 0.5 | 20 | 10 | 0 | 0 | 50
SQ-TUBE32X32 | SQ / TUBE 32X32X1.5 - 6M | FABRICATION | 1 | 10 | NJR STEEL - ALRODE (PTY) LTD | 133 | 0 | 0.5 | 10 | 5 | 0 | 0 | 25
SQL-GLF12.5-D | Galvanised Industrial Extractor Fan + Grill & Louvers: 1380sq, 220V, 1.1kw, 440rpm, 44000m3/hr |  | 7 | 5 | AF Fans CC | 7173.6 | 0 | 0.6 | 1 | 1 | 0 | 0 | 3
SQL-GLF12.5-GR | GLF Grill: 1380sq. |  | 7 | 5 | AF Fans CC | 0 | 0 | 0.6 | 1 | 1 | 0 | 0 | 3
SQL-GLF9.5-D | GLF 9.5 c/w 0.75kW 220v |  | 1 | 1 | AF Fans CC | 5516 | 0 | 0.5 | 1 | 1 | 0 | 0 | 2
SQL-GR75F | GLF Fan Wheel - Fixed 70mm |  | 7 | 10 | AF Fans CC | 147 | 0 | 0.6 | 1.5 | 1 | 0 | 0 | 4
SQL-GR75PBR | GLF Fan Wheel - PBK 70mm |  | 7 | 10 | AF Fans CC | 157.5 | 0 | 0.6 | 1.5 | 1 | 0 | 0 | 4
SR20MD00+0095 | SCL R20-MD GOR ATEX 2G ANOD. +V.INOX + IMPR. EU M.E.0.75-0.9KW - 2 POLI 230/400-50 |  | 1 | 0 |  | 38966.4 | 0 | 0.5 | 1 | 1 | 0 | 0 | 2
SR30MD000024 | SCL R30-MD MOR M.E 1.5KW 1Ph 220V | FM - FPZ | 1 | 0 |  | 0 | 0 | 0.5 | 1 | 1 | 0 | 0 | 2
SR30MD000069 | SCL R30-MD MOR EU M.E 1.5KW 3Ph 380V | FM - FPZ | 1 | 2 | Effepizeta | 14161.01 | 2 | 1.7 | 2 | 3 | 0 | 0 | 7
SR30MD50 | R30 MD 1.5Kw 380V 3-ph |  | 1 | 0 |  | 0 | 0 | 0.5 | 1 | 1 | 0 | 0 | 2
SR30MD50+0010 | R30 MD 1.5K 380V 3Ph |  | 1 | 0 |  | 0 | 0 | 0.5 | 1 | 1 | 0 | 0 | 2
SR30MD50+0020 | R30 MD 1.5Kw 220V 1-ph |  | 1 | 0 |  | 0 | 0 | 0.5 | 1 | 1 | 0 | 0 | 2
SR40MD00 + 0006 | SCL R40-MD MOR EU M.E 2.2kW - 2 POLI 230-50 V-HZ - MF - CL.F TROP. + PTO - IP55 - PAINTED |  | 1 | 1 | Effepizeta | 20582.19 | 0 | 2 | 1 | 2 | 0 | 0 | 4
SR40MD00+0006 | SCL R40MD | FM - FPZ | 1 | 0 |  | 0 | 1 | 0.5 | 1 | 1 | 0 | 0 | 2
SSD | New Disk replacement SSD 512gb from invoice AXG0205 |  | 1 | 1 | AXEGROUP | 850 | 0 | 0.5 | 1 | 1 | 0 | 0 | 2
ST0.14220 | Satmos Treatment 0.1Kw 1430rpm 230V |  | 1 | 1 | Luck and King | 2100 | 0 | 0.5 | 1 | 1 | 0 | 0 | 2
ST0001 | 760diam/9bladed/28mmbore/30deg/Impeller/FB |  | 8 | 10 | Phoenix Fans & Engineering | 511.44 | 0 | 0.5 | 1.5 | 1 | 0 | 0 | 4
STEPDRILL11 | STEP DRILL 4-22 X2MM T/CRAFT | CONSUMABLES | 1 | 0 | EIS - (Engineering And Industrial Supplies) | 271.3 | 0 | 0.5 | 1 | 1 | 0 | 0 | 2
STEPDRILL32 | STEP DRILL 4-32 X 2MM | CONSUMABLES | 1 | 0 | EIS - (Engineering And Industrial Supplies) | 299.13 | 0 | 0.5 | 1 | 1 | 0 | 0 | 2
STOCK GALVANIZING-12 JULY 2024 | STOCK GALVANIZING-12 JULY 2024 |  | 1 | 198 | GALVAGLOW (PTY) LTD | 0 | 0 | 0.5 | 198 | 99 | 0 | 0 | 495
STORAGE1000000 | Rental Space to Store Goods |  | 3 | 3 | Plant Service & Maintenance (PTY) Ltd | 2500 | 0 | 0.5 | 1 | 1 | 0 | 0 | 2
SWA02.5X4BKLH | STEEL WIRE ARMOURED 2.5MM X 4 |  | 1 | 12 | Alvern Cables (Pty) Ltd | 43.33 | 0 | 0.5 | 12 | 6 | 0 | 0 | 30
Sea Freight | Sea Freight 2-off Blower |  | 1 | 0 |  | 0 | 0 | 0.5 | 1 | 1 | 0 | 0 | 2
Search Engine | Search Engine Optimisation - Pro Package |  | 6 | 7 | ONPOINT MEDIA SA | 8000 | 0 | 0.5 | 1.5 | 1 | 0 | 0 | 4
Service Provider | Service |  | 28 | 18 | Comtech Network Solutions | 0 | 0 | 0.5 | 1 | 1 | 0 | 0 | 2
Spare Motor | Tiracamino |  | 1 | 0 |  | 0 | 10 | 0.5 | 10 | 5 | 0 | 0 | 25
Spring Hanger | 2.280 Green |  | 1 | 0 |  | 0 | 0 | 0.5 | 1 | 1 | 0 | 0 | 2
Stantionary | Stationary |  | 26 | 25 | Bond Stationers | 1176.43 | 0 | 0.5 | 1 | 1 | 0 | 0 | 2
TAB10130 | 1.1kw 6P 400V B30 90L IE1 MOTOR WEG W21 IP55 AL BOX |  | 1 | 1 | WEG South Africa | 2958.8 | 0 | 1.5 | 1 | 2 | 0 | 0 | 4
TAB15030 | 2.2kW 2P 400V B30 90L IE1 MOTOR WEG W11 IP55 AL BOX |  | 1 | 0 |  | 0 | 0 | 0.5 | 1 | 1 | 0 | 0 | 2
TAB15030- | 2.2kW 2P 400V B30 90L IE1 MOTOR WEG W11 IP55 AL BOX |  | 1 | 1 | WEG South Africa | 2625 | 0 | 1.8 | 1 | 2 | 0 | 0 | 4
TAP08130 | 0.75kw 6P 400V B30 90S IE1 MOTOR WEG W21 IP55 AL LEAD |  | 1 | 1 | WEG South Africa | 2385.5 | 0 | 1.5 | 1 | 2 | 0 | 0 | 4
TAXIP F300 450-5-25 | c/w 0.55 kW 4 Pole 380V Motor |  | 1 | 0 |  | 0 | 0 | 0.5 | 1 | 1 | 0 | 0 | 2
TB 315-560 | Casing Terminal Box (315-560) | FM - DONKIN | 2 | 76 | ULTIMATENG (PTY) LTD | 0 | 0 | 0.5 | 38 | 19 | 0 | 0 | 95
TB 630-800 | Casing Terminal Box (560-800) | FM - DONKIN | 2 | 76 | ULTIMATENG (PTY) LTD | 0 | 0 | 0.5 | 38 | 19 | 0 | 0 | 95
TC10.0X4BKHO7 | Trailing Cable 10mm2 4 Core |  | 1 | 34 | Alvern Cables (Pty) Ltd | 138.58 | 0 | 0.5 | 34 | 17 | 0 | 0 | 85
TCOVER | ROPE TIE DOWN - TONNEAU COVER - MAHINDRA SINGLE CAB | Car accessories | 1 | 1 | TONNEAU COVER MASTERS | 1700 | 0 | 0.5 | 1 | 1 | 0 | 0 | 2
TERMINAL CAP | TERMINAL CAP GALV | CASING | 1 | 0 |  | 0 | 0 | 0.5 | 1 | 1 | 0 | 0 | 2
TEX1943033 | 3kW 4P 220/380-415V B3T 100L IE1 Motor WEG W21 IP55 FLP |  | 1 | 1 | WEG South Africa | 11305.25 | 0 | 0.5 | 1 | 1 | 0 | 0 | 2
TEX2313030 | 5.5kW 6P 380-415/660V B3 132M IE1 MOTOR WEG W21 IP55 FLP |  | 1 | 1 | Weg SA | 22037.4 | 0 | 0.5 | 1 | 1 | 0 | 0 | 2
TF5PUR/C | TF5PUR/C - Fixed Castor 125mm | CONSUMABLES | 1 | 2 | Caslad Agencies CC | 253 | 0 | 0.5 | 2 | 1 | 0 | 0 | 5
THINNERS | 25L - Thinners 25L |  | 2 | 7 | EIS - (Engineering And Industrial Supplies) | 0 | 0 | 0.5 | 3.5 | 2 | 0 | 0 | 9
THINNERS - 25L | Thinners 25L | CONSUMABLES | 1 | 0 |  | 670.43 | 0 | 0.5 | 1 | 1 | 0 | 0 | 2
THINNERS - 5L | Thinners 5l | CONSUMABLES | 1 | 0 |  | 108.7 | 0 | 0.5 | 1 | 1 | 0 | 0 | 2
THREADED ROD 12X1 ZB | THREADED ROD 8.8 ZINC BLUE 12X1 975 8.8 ZB | FASTENERS | 1 | 2 | M&D SPECIALISED FASTENERS (PTY) LTD | 42 | 0 | 1.5 | 2 | 3 | 0 | 0 | 7
THREADED ROD 16X1 8 .8 ZB | 16X1 THREADED ROD 8 . 8 ZINC BLUE 16X1 975 8 .8 ZB | FASTENERS | 2 | 10 | M&D SPECIALISED FASTENERS (PTY) LTD | 96 | 0 | 0.5 | 5 | 2 | 0 | 0 | 12
TR355T4 | Torrette TR 355 T4 0.55KW ATEX ZONE1 (1084 CFM) | FM - VORTICE | 1 | 0 | Vortice Elettrosociali SpA | 0 | 0 | 1.1 | 1 | 1 | 0 | 0 | 3
TR400T4 | Torrette TR 400 T4 1.1KW ATEX ZONE1 (2700 CFM) | FM - VORTICE | 1 | 0 | Vortice Elettrosociali SpA | 0 | 0 | 1.1 | 1 | 1 | 0 | 0 | 3
TR450T4 | Torrette TR 450 T4 2.2KW ATEX ZONE 1 (4500 CFM) | FM - VORTICE | 1 | 0 | Vortice Elettrosociali SpA | 0 | 0 | 1.1 | 1 | 1 | 0 | 0 | 3
TR500T4 | Torrette TR 500 T4 3KW ATEX ZONE1 (6500 CFM) | FM - VORTICE | 1 | 0 | Vortice Elettrosociali SpA | 0 | 0 | 1.1 | 1 | 1 | 0 | 0 | 3
TR500T6 | Torrette TR 500 T6 0.75KW ATEX ZONE1 (3600 CFM) | FM - VORTICE | 1 | 0 | Vortice Elettrosociali SpA | 0 | 0 | 1.1 | 1 | 1 | 0 | 0 | 3
TR710T6 | Torrette TR 710 T6 4KW ATEX ZONE1 (9500 CFM) | FM - VORTICE | 1 | 0 | Vortice Elettrosociali SpA | 0 | 0 | 1.1 | 1 | 1 | 0 | 0 | 3
TRK-AR-500T4 | Torrette TRK-AR 500 T4 3KW (6200CFM) | FM - VORTICE | 1 | 0 | Vortice Elettrosociali SpA | 0 | 0 | 1.1 | 1 | 1 | 0 | 0 | 3
TRL | Traveling from Office to Airport |  | 1 | 0 |  | 0 | 76 | 0.5 | 76 | 38 | 0 | 0 | 190
TRS250EC | Torrette TRS 250 EC (850 CFM) | FM - VORTICE | 1 | 0 | Vortice Elettrosociali SpA | 0 | 0 | 1.1 | 1 | 1 | 0 | 0 | 3
TRS310EC | Torrette TRS 310 EC (1050 CFM) | FM - VORTICE | 1 | 0 | Vortice Elettrosociali SpA | 0 | 0 | 1.1 | 1 | 1 | 0 | 0 | 3
TS5PUR/BK | TS5PUR/BK - 125mm Brake Castor | CONSUMABLES | 1 | 2 | Caslad Agencies CC | 350 | 0 | 0.5 | 2 | 1 | 0 | 0 | 5
TTR07603820006 | Rec Tube 76x38x1.9-6M | FABRICATION | 1 | 0 |  | 304.55 | 0 | 0.5 | 1 | 1 | 0 | 0 | 2
TTS 55 Pro | TTS 55 Pro Laser Engraving Machine |  | 1 | 0 | Tech Up 3D | 6500 | 0 | 0.6 | 1 | 1 | 0 | 0 | 3
TTS038020006 | Sq / Tube 38X38X1.9-6M | FABRICATION | 1 | 0 |  | 205.99 | 0 | 0.5 | 1 | 1 | 0 | 0 | 2
TTS038030006 | Sq / Tube 38X38X3.0-6M | FM - FABRICATION | 1 | 1 | NJR STEEL - ALRODE (PTY) LTD | 341.95 | 0 | 0.5 | 1 | 1 | 0 | 0 | 2
TTSILENTM100 | TTSILENTM100 | Vents | 37 | 0 |  | 1175.53 | 15 | 0.5 | 1 | 1 | 0 | 0 | 2
TTSILENTM125 Fan | TTSILENTM125 |  | 1 | 0 |  | 0 | 130 | 0.5 | 130 | 65 | 0 | 0 | 325
TTSILENTM250 | TTSILENTM250 | Vents | 28 | 0 |  | 3172.84 | 83 | 0.5 | 3 | 2 | 0 | 0 | 8
Terminal-B56.36 | Terminal Block 56.36 - 6TN 56.36 M5 Complete |  | 19 | 655 | Machine Electrical Components CC | 81.93 | 0 | 0.5 | 34.5 | 17 | 0 | 0 | 86
Terminal-B70.45 | Terminal Blocks 70.45 - 6TN10, M6 |  | 19 | 60 | Machine Electrical Components CC | 169.6 | 0 | 0.5 | 3.5 | 2 | 0 | 0 | 9
Toll | Toll | FM - MACHINERY | 1 | 1 | Lime Laser service | 100 | 0 | 0.5 | 1 | 1 | 0 | 0 | 2
Transport | Delivery |  | 53 | 5 | Air Speration | 250 | 33 | 1 | 1 | 1 | 0 | 0 | 3
Travel | Call Out |  | 1 | 1 | AXEGROUP | 550 | 0 | 0.5 | 1 | 1 | 0 | 0 | 2
UV | UV 710 / 3 / 8 1.1KW |  | 1 | 0 |  | 0 | 0 | 0.5 | 1 | 1 | 0 | 0 | 2
UV 250/1/4 | 220 / 1 / 50 |  | 1 | 0 |  | 0 | 0 | 0.5 | 1 | 1 | 0 | 0 | 2
UV 250/1/4 c/w | 0. 18 kW 220 / 1 / 50 |  | 1 | 0 |  | 0 | 0 | 0.5 | 1 | 1 | 0 | 0 | 2
UV 400 SCREEN | 400 SCREENS |  | 1 | 0 |  | 0 | 1 | 0.5 | 1 | 1 | 0 | 0 | 2
UV 400- | Impeller |  | 1 | 0 |  | 0 | 0 | 0.5 | 1 | 1 | 0 | 0 | 2
UV 400-3-4 | c/w 0.55 kW 4 Pole 380 |  | 2 | 4 | Centrifab (Pty) Ltd | 10550 | 4 | 1.3 | 2 | 3 | 0 | 0 | 7
UV 400-3-6 | c/w 0.55 kW 6 Pole 380 |  | 1 | 1 | Centrifab (Pty) Ltd | 9892 | 1 | 0.8 | 1 | 1 | 0 | 0 | 3
UV 500 | Dome Only |  | 1 | 1 | Centrifab (Pty) Ltd | 900 | 1 | 1.8 | 1 | 2 | 0 | 0 | 4
UV 500-3-4 | c/w 1.5 kW 4 Pole 380V |  | 1 | 0 |  | 0 | 0 | 0.5 | 1 | 1 | 0 | 0 | 2
UV 630/3/6/W | c/w 1.5 kW 6 Pole 380 V Motor |  | 1 | 3 | Centrifab (Pty) Ltd | 10527.25 | 0 | 1.5 | 3 | 4 | 0 | 0 | 10
UV 630/3/8/W | c/w 0.75 kW 8 Pole 380 V | Fan | 1 | 0 |  | 0 | 0 | 0.5 | 1 | 1 | 0 | 0 | 2
UV 710/3/6 | UV710/3/6 | Roof Fans | 17 | 4 | Centrifab (Pty) Ltd | 14073 | 4 | 1.1 | 1 | 1 | 0 | 6 | 3
UV250/1/6 | c/w 0.18kW 220v Motor |  | 1 | 0 | Centrifab (Pty) Ltd | 0 | 0 | 0.5 | 1 | 1 | 0 | 0 | 2
UV400/1/4 | UV 400/1/4 c/w 0.55kW 4Pole 220v Motor |  | 1 | 0 |  | 0 | 0 | 0.5 | 1 | 1 | 0 | 0 | 2
VB10NX1320 F | Friction Belt wedge Envelope SPZ SE |  | 1 | 4 | Bearing Man Group | 52.19 | 0 | 0.5 | 4 | 2 | 0 | 0 | 10
VB13NX1340 F | VB13NX1340 FENNER |  | 1 | 6 | Bearing Man Group | 48.65 | 0 | 0.5 | 6 | 3 | 0 | 0 | 15
VB13NX1400 F | FRICTION BELT WEDGE ENVELOPE SPA SECTION 13 X 10 X 1400MM FENNER |  | 1 | 3 | Bearing Man Group | 55.88 | 0 | 0.5 | 3 | 2 | 0 | 0 | 8
VB13NX1600 F | FRICTION BELT WEDGE ENVELOPE SPA -SECTION 13 X 10 X 1600MM FENNER |  | 1 | 15 | Bearing Man Group | 58.79 | 0 | 1.9 | 15 | 28 | 0 | 0 | 58
VB13NX1682 F | FRICTION BELT WEDGE ENVELOPE SPA SECTION 13 X 10 X 1682MM FENNER |  | 1 | 6 | Bearing Man Group | 63.34 | 0 | 0.5 | 6 | 3 | 0 | 0 | 15
VB13NX1700 FF | FRICTION BELT WEDGE ENVELOPE SPA SE |  | 1 | 3 | Bearing Man Group | 73.27 | 0 | 0.5 | 3 | 2 | 0 | 0 | 8
VB13NX1800 F | FRICTION BELT WEDGE ENVELOPE SPA SECTION 13 X 10 X 1800MM FENNER |  | 2 | 6 | Bearing Man Group | 65.98 | 0 | 0.5 | 3 | 2 | 0 | 0 | 8
VB13NX1900 F | FRICTION BELT WEDGE ENVELOPE SPA SECTION 13 X 10 X 1900MM FENNER |  | 1 | 2 | Bearing Man Group | 69.58 | 0 | 0.7 | 2 | 1 | 0 | 0 | 5
VCN100 | VCN100 - External Exhaust Fan - 100mm? | Vents | 53 | 0 |  | 990.91 | 1 | 0.5 | 1 | 1 | 0 | 0 | 2
VCN125 | VCN125 - External Exhaust Fan - 125mm? | Vents | 28 | 0 |  | 1008.06 | 0 | 0.5 | 1 | 1 | 0 | 0 | 2
VCN150 | VCN150 - External Exhaust Fan - 150mm? | Vents | 41 | 0 |  | 1188.07 | 1 | 0.5 | 1 | 1 | 0 | 0 | 2
VFC 310/300 | VFC 310/300 c/w 300W 230V MOTOR |  | 1 | 0 |  | 0 | 0 | 0.5 | 1 | 1 | 0 | 0 | 2
VFC 355/550 | VFC 355/550 c/w 550Watts 230V Motor |  | 1 | 0 |  | 0 | 0 | 0.5 | 1 | 1 | 0 | 0 | 2
VFC 450 S | VFC SILENCER |  | 1 | 0 |  | 0 | 0 | 0.5 | 1 | 1 | 0 | 0 | 2
VFC 450/1100.12 | c/w 1.1KW |  | 1 | 0 |  | 0 | 0 | 0.5 | 1 | 1 | 0 | 0 | 2
VFC 450/1100.9 | c/w 1.1KW |  | 1 | 0 |  | 0 | 0 | 0.5 | 1 | 1 | 0 | 0 | 2
VFC SILENCER | VFC 355/3 850Lx520Wx410H |  | 1 | 0 |  | 0 | 0 | 0.5 | 1 | 1 | 0 | 0 | 2
VFC SILENCER. | VFC 355/5 1450Lx520Wx410H |  | 1 | 0 |  | 0 | 0 | 0.5 | 1 | 1 | 0 | 0 | 2
VFC SILENCER.. | VFC 310/3 850Lx450Wx360H |  | 1 | 0 |  | 0 | 0 | 0.5 | 1 | 1 | 0 | 0 | 2
VFC VS 400 / 550 | c/w 0.55 kW 4 Pole 230 V Motor |  | 1 | 0 |  | 0 | 0 | 0.5 | 1 | 1 | 0 | 0 | 2
VFC310.147 | 147WATTS |  | 1 | 0 |  | 0 | 0 | 0.5 | 1 | 1 | 0 | 0 | 2
VFC355-300 | VFC 355/300 c/w 300Watts 230V Motor | FM - DONKIN | 1 | 0 |  | 0 | 0 | 0.5 | 1 | 1 | 0 | 0 | 2
VFC355-420 | VFC355/420 c/w 420watts 4P 230v |  | 1 | 0 |  | 0 | 0 | 0.5 | 1 | 1 | 0 | 0 | 2
VFC355550 | VFC 355/550 c/w 550W 4P 220V |  | 1 | 0 |  | 0 | 0 | 0.5 | 1 | 1 | 0 | 0 | 2
VFC355550S | 520wide x 510high x 610mm Long Silencers |  | 1 | 0 |  | 0 | 0 | 0.5 | 1 | 1 | 0 | 0 | 2
VLA3 & RV3 | VLA3 or RV3 - 1' | FM - FPZ | 33 | 0 |  | 0 | 2 | 0.5 | 1 | 1 | 0 | 0 | 2
VOC | Creation, Conformity Review, Inspection & Issuance |  | 1 | 2 | Bureau Veritas Testing Inspection SA Pty | 8161.02 | 0 | 0.6 | 2 | 1 | 0 | 0 | 5
VP 15 | VP 150K |  | 1 | 0 |  | 0 | 2 | 0.5 | 2 | 1 | 0 | 0 | 5
VP10 | 100 K |  | 1 | 0 |  | 0 | 0 | 0.5 | 1 | 1 | 0 | 0 | 2
VP12 | 125 K |  | 1 | 0 |  | 0 | 0 | 0.5 | 1 | 1 | 0 | 0 | 2
VRL6 | VRL6 - 2' | FM - FPZ | 57 | 0 |  | 0 | 9 | 0.5 | 1 | 1 | 0 | 0 | 2
VRL8 | VRL8 - 3' | FM - FPZ | 20 | 8 | Effepizeta | 0 | 3 | 1.4 | 1 | 1 | 0 | 0 | 3
VRL9 | VRL9 - 4' | FM - FPZ | 20 | 4 | Effepizeta | 0 | 0 | 1.1 | 1 | 1 | 0 | 0 | 3
VSD | - 37 kW 380V variable speed drive |  | 1 | 0 |  | 0 | 1 | 0.5 | 1 | 1 | 0 | 0 | 2
VSD - | 37 kW 380V variable speed drive |  | 1 | 0 |  | 0 | 0 | 0.5 | 1 | 1 | 0 | 0 | 2
Vibrasorb Waffle/Steel | 100 x 100 -60 Shore |  | 1 | 0 |  | 0 | 0 | 0.5 | 1 | 1 | 0 | 0 | 2
W1G250 | HH67 - 52 - 48 V (36-57V-) DC. 105 W 2750 min 1 |  | 1 | 4 | Ebmpapst | 0 | 4 | 0.5 | 4 | 2 | 0 | 0 | 10
W1G250 - HH67 - 52 | 48 V (36-57V-) DC. 105 W 2750 min 1 |  | 1 | 0 |  | 3511.5 | 0 | 0.5 | 1 | 1 | 0 | 0 | 2
W82011 | Bearing RCSM 25 |  | 1 | 0 |  | 0 | 0 | 0.5 | 1 | 1 | 0 | 0 | 2
WAMCENTRIF | WAM Centrif c/w 1.5HP Nema Motor |  | 1 | 0 |  | 0 | 3 | 0.5 | 3 | 2 | 0 | 0 | 8
WAREHOUSE-FAN1 | HTMH-71-4T-4 IE3 380V 60Hz IE3 - Roof Top Exhaust Fan |  | 1 | 0 |  | 0 | 20 | 0.5 | 20 | 10 | 0 | 0 | 50
WD002 | FMD 600 x 600 x 50 W/D |  | 1 | 16 | Filtermac Design ( Pty) Ltd | 169 | 0 | 0.8 | 16 | 13 | 0 | 0 | 45
WEG SMOKEX PAD W22 | 18.5KW 4P 380V IP55 300 C/2HR MOTOR | MOTORS | 1 | 1 | WEG South Africa | 26234 | 0 | 0.5 | 1 | 1 | 0 | 0 | 2
WGP3603033 | 22kW 4P 380-400-415/660-690//460V B3T 180L IE1 |  | 1 | 2 | WEG South Africa | 15923.7 | 0 | 1.6 | 2 | 3 | 0 | 0 | 7
WIRING | Wiring of welding plug and installation of welding plug x2 | FM - ELECTRICAL WIRING | 1 | 2 | Downside Projects | 2750 | 0 | 0.7 | 2 | 1 | 0 | 0 | 5
WL 400 | Wall Mount |  | 1 | 0 |  | 0 | 2 | 0.5 | 2 | 1 | 0 | 0 | 5
WL2525 | WEATHER LOUVRE 250*250 NS NA |  | 1 | 9 | Advantage Air Africa Pty Ltd | 430.34 | 9 | 1.6 | 9 | 14 | 0 | 0 | 32
WL350 | 350x350mm Weather Louvres |  | 1 | 0 |  | 0 | 0 | 0.5 | 1 | 1 | 0 | 0 | 2
WL6060 | WEATHER LOUVRE 600*600 NS NA |  | 1 | 6 | Advantage Air Africa Pty Ltd | 1115.22 | 0 | 1.9 | 6 | 11 | 0 | 0 | 23
WP P800 | WATERPAPER P800 |  | 1 | 4 | MG AUTO PAINT (PTY) LTD | 5.22 | 0 | 0.5 | 4 | 2 | 0 | 0 | 10
WPF50/600/600/50 | Filter |  | 2 | 75 | Filta Matix | 175.85 | 0 | 0.9 | 37.5 | 34 | 0 | 0 | 109
WPF50/600/600/50. | WPF50/600/600/50 |  | 1 | 5 | Filta Matix | 175.85 | 0 | 0.5 | 5 | 2 | 0 | 0 | 12
WS | Wall sleeve, plate and flashing |  | 1 | 3 | Intervent-Universal (Pty) Ltd | 701.67 | 0 | 0.9 | 3 | 3 | 0 | 0 | 9
WSAWBS014 | [D]HBS350N[1] 14inch WOODWORKING |  | 1 | 1 | Adendorff Machinery Mart | 11638.05 | 0 | 0.8 | 1 | 1 | 0 | 0 | 3
Wooden crate charges | Wooden crate charges |  | 3 | 2 | Regal Beloit Italy S.p.A - Nicotra . | 1085.46 | 0 | 0.9 | 1 | 1 | 0 | 0 | 3
YUF150 | YUF150 | FM - KAYITES | 1 | 0 |  | 0 | 0 | 0.5 | 1 | 1 | 0 | 0 | 2
Z4540002 | Commission for HFEAVAO.AFM.000298-AECI CHEMICALS |  | 1 | 0 |  | 0 | 1 | 0.5 | 1 | 1 | 0 | 0 | 2
ZZZ-SP 2200 | 0.37KW 4P 400 V B3 - IE2-OH71 M ORANGE1 |  | 4 | 3 | Kurt Maier Motor-Press (South africa) (Pty) Ltd t/a EMAC | 7180 | 0 | 0.5 | 1 | 1 | 0 | 0 | 2
changing Discharge position | to R 90 |  | 1 | 0 |  | 0 | 0 | 0.5 | 1 | 1 | 0 | 0 | 2
cmp 922 | cmp 922- 2T-3 2.2kw 2p |  | 1 | 0 |  | 0 | 0 | 0.5 | 1 | 1 | 0 | 0 | 2
e12TS30 | e12TS GOR-C + E.M. 30 KW GR 200-B5 + PTC (Motor included) |  | 1 | 0 |  | 0 | 0 | 0.5 | 1 | 1 | 0 | 0 | 2
flex | Inlet and Discharge Flexible Connections |  | 1 | 0 |  | 0 | 0 | 0.5 | 1 | 1 | 0 | 0 | 2
TOTAL STOCK

## Order Summary
Item | Description | Supplier | Category | Cost Price | Safety Stock | Reorder Point (ROP) | Maximum Stock (MAX) | Current Stock | On Order | Order Quantity | Stock Value | Order Value
-GLF12.5-S | Galvanised Industrial Extractor Fan+ Grill & Louvers 1380sq, 380V,1.1kw, 440rpm, 44000m3/hr | AF Fans CC |  | 6515.6 | 1 | 0 | 2 | 0 | 0
.30 Duct | 300mm Diameter-10 meter Long | Luft Industries Natal (Pty) Ltd | DUCT | 1500 | 1 | 0 | 6 | 0 | 0
0.2543PM | 0.25kW 4P 380V Pad Mount Motor | ACTOM | FM - MOTOR | 1149.38 | 2 | 0 | 6 | 0 | 6
0.3723PM | 0.37kW 2P 380V Pad Mount Motor | ACTOM | FM - MOTOR | 1207.65 | 2 | 0 | 8 | 0 | 0
0.3741PM | 0.37KW 4P 220V Pad Mount Motor | WEG South Africa | MOTORS | 1430 | 1 | 0 | 3 | 0 | 0
0.3743PM | 0.37kW 4P 380V Pad Mount Motor | ACTOM | FM - MOTOR | 1251.89 | 2 | 0 | 7 | 0 | 10
0.3763PM | 0.37kW 6P 380V Pad Mount Motor |  |  | 0 | 1 | 0 | 2 | 0 | 0
0.5523FM | 0.55KW 2P 380V Foot Mount Motor | ACTOM | MOTORS | 1205 | 1 | 0 | 2 | 0 | 0
0.5523PM | 0.55kW 2P 380V Pad Mount Motor | ACTOM | FM - MOTOR | 1304.81 | 3 | 0 | 9 | 0 | 10
0.552P | 0.55Kw 2P 380V Pad Motor | ACTOM |  | 1359 | 1 | 0 | 3 | 0 | 0
0.5541PM | 0.55KW 4P 220V Pad Mount Motor | ASKARI ELECTRIC (PTY) LTD | MOTORS | 1480 | 1 | 0 | 2 | 0 | 0
0.5543PM | 0.55kW 4P 380V Pad Mount Motor | ACTOM | FM - MOTOR | 1539.27 | 2 | 0 | 9 | 0 | 0
0.5563PM | 0.55kW 6P 380V Pad Mount Motor |  |  | 0 | 1 | 0 | 2 | 0 | 0
0.7523PM | 0.75kW 2P 380V Pad Mount Motor | ACTOM | FM - MOTOR | 1590.52 | 1 | 0 | 4 | 0 | 2
0.752P | 0.75Kw 2Pole 380V Pad Mount | ACTOM |  | 1591 | 4 | 0 | 10 | 0 | 0
0.7541FM | 0.75Kw 220v Foot Mount | ACTOM |  | 1880 | 1 | 0 | 3 | 0 | 0
0.7541PM | 0.75Kw 220v Pad Mount | ASKARI ELECTRIC (PTY) LTD |  | 1630 | 1 | 0 | 2 | 0 | 0
0.7543PM | 0.75kW 4P 380V Pad Mount Motor | ACTOM | FM - MOTOR | 1445.96 | 3 | 0 | 9 | 0 | 6
0.7563PM | 0.75kW 6P 380V Pad Mount Motor | ACTOM |  | 1834 | 2 | 0 | 4 | 0 | 0
0.75kW VSD | 0.75kW Variable Speed Drive | Drive Dynamics (Pty) Ltd | VSD | 2710 | 1 | 0 | 3 | 0 | 0
0.75kW VSD Enc. | 0.75kW Variable Speed Drive Enclosure | AM SYSTEMS INTEGRATIONS (PTY) LTD | VSD | 7257.38 | 1 | 0 | 3 | 0 | 0
0010 | SPARE MOTOR - TIRACAMINO - Vortice Spare Motor for Tiracamino 0.12kW 4P 230V |  |  | 0 | 1 | 0 | 6 | 0 | 0
008 | Majax-2 800 32-E-8 Belt drive c/w 4.0kw 4P 1150rpm 380V |  |  | 0 | 1 | 0 | 2 | 0 | 0
009 | HVF/75N c/w 0.24kW 750mm 220V |  |  | 0 | 10 | 0 | 50 | 0 | 0
02880 | PRA LOCKNUT BRASS No 0 & 1 - M20 | Pratley (Pty) Ltd |  | 4276.18 | 1 | 0 | 2 | 0 | 0
053575 | AFROX PICKELING PASTE AOX 1LT | INTROWELD CC |  | 520 | 1 | 0 | 5 | 0 | 0
1 IP 65 | Change IP Rating - Motor Size 90Watts 2Pole 380V to IP 65 | Luck and King |  | 1004 | 1 | 0 | 2 | 0 | 0
1.1.2Pad | 1.1Kw 2P 380V Pad Mount Motor | ACTOM |  | 1768.63 | 1 | 0 | 3 | 0 | 0
1.123PM | 1.1kW 2P 380V Pad Mount Motor | ACTOM | FM - MOTOR | 1726.71 | 1 | 0 | 4 | 0 | 8
1.141PM | 1.1kW 4P 220V Pad Mount Motor | ASKARI ELECTRIC (PTY) LTD |  | 2276 | 1 | 0 | 3 | 0 | 0
1.143FM | 1.1kW 4P 400V B3 QL3 | ACTOM |  | 1895 | 1 | 0 | 2 | 0 | 0
1.143PM | 1.1kW 4P 380V Pad Mount Motor | ACTOM | FM - MOTOR | 1751.92 | 2 | 0 | 9 | 0 | 15
1.163PM | 1.1kW 6P 380V Pad Mount Motor | WEG South Africa |  | 2430 | 1 | 0 | 5 | 0 | 0
1.5 kW 4P VSD | 1.5kW 4 Pole Variable Speed Drive |  | VSD | 0 | 1 | 0 | 2 | 0 | 0
1.523PM | 1.5kW 2P 380V Pad Mount Motor | ACTOM | FM - MOTOR | 1902.15 | 1 | 0 | 3 | 0 | 5
1.541PM | 1.5KW 4P 220V Pad Mount Motor |  |  | 0 | 1 | 0 | 2 | 0 | 0
1.543PM | 1.5kW 4P 380V Pad Mount Motor | ACTOM | FM - MOTOR | 2747.74 | 3 | 0 | 9 | 0 | 15
1.563PM | 1.5kW 6P 380V Pad Mount Motor | ACTOM |  | 2681 | 14 | 0 | 34 | 0 | 0
1.583PM | 1.5KW 8P 380V Pad Mount Motor | Bearing Man Group |  | 2853.04 | 1 | 0 | 2 | 0 | 0
1.5kW VSD | 1.5kW Variable Speed Drive | AM SYSTEMS INTEGRATIONS (PTY) LTD | VSD | 5996.25 | 1 | 0 | 3 | 0 | 0
1.5kW VSD ENC. | 1.5kW Variable Speed Drive Enclosure | AM SYSTEMS INTEGRATIONS (PTY) LTD | VSD | 7618.69 | 1 | 0 | 3 | 0 | 0
100/112 FR 27.8 | 100/112 Motor Frame - 27.8 mm OD Spacer | Hulmak Engineering cc |  | 30 | 6 | 0 | 31 | 0 | 0
1000 HDG | 1000SC 1000mm Diam HDG Screen | Heinmor Wire Products CC |  | 876 | 1 | 0 | 5 | 0 | 0
1000 ICS | Majax Inlet Cone & Screen |  |  | 0 | 1 | 0 | 5 | 0 | 0
1000 IMP | Impeller 1000Dia |  |  | 0 | 1 | 0 | 2 | 0 | 0
1000 LS | Louvre Shutter |  |  | 0 | 1 | 0 | 2 | 0 | 0
1000 SI | Spare Impeller |  |  | 0 | 1 | 0 | 2 | 0 | 0
1000 SIL | Inlet Silencer 1000 1.5D (1000mm Diameter to reduce noise on the dischargeside) |  |  | 0 | 1 | 0 | 2 | 0 | 0
1000 X 500 MM | Sand Trap Air Louver |  |  | 0 | 1 | 0 | 5 | 0 | 0
10000000 | Impeller 0560mm 'B' 250A14PR19mm 080Frame | Luft Industries Natal (Pty) Ltd |  | 1612 | 1 | 0 | 2 | 0 | 0
10000005 | SILENTBLOCKS FOR THT-125-4/8T/6-27-F300 400V |  |  | 0 | 1 | 0 | 2 | 0 | 0
1000002 | Monthly Retainer - March 2025 | KOBILAN PILLAY AND ASSOCIATES |  | 4000 | 1 | 0 | 2 | 0 | 0
1000005 | TURBINA CMP 616 14 LG (Impeller for CMP616-2T-0.75 230/400V) | SODECA | FM - SODECA | 1786.4 | 3 | 0 | 5 | 0 | 0
1000005. | FILTER F7 - REPLACEMENT FOR CJK/FILTER/EC-500-F7+9 |  |  | 0 | 1 | 0 | 2 | 0 | 0
1000012 | HCD 20 4M | SODECA | FM - SODECA | 798.59 | 1 | 0 | 3 | 0 | 0
1000013 | HCD 25 4M | SODECA | FM - SODECA | 299.66 | 3 | 0 | 5 | 0 | 0
1000013. | HCD-30-4M 230V. 50/60Hz | SODECA |  | 1635.63 | 17 | 0 | 33 | 0 | 0
1000015 | HCD 30 4M | SODECA | FM - SODECA | 2222.02 | 2 | 0 | 4 | 0 | 0
1000016 | HCD 35 4M | Luck and King | FM - SODECA | 0 | 2 | 0 | 4 | 0 | 0
1000039 | HCT-25-2M/PL |  | FM - SODECA | 0 | 1 | 0 | 2 | 0 | 0
1000040 | HCT-25-2T/PL |  | FM - SODECA | 0 | 1 | 0 | 2 | 0 | 0
1000043 | HCT-25-4M/PL |  | FM - SODECA | 0 | 1 | 0 | 2 | 0 | 0
1000044 | HCT-25-4T/PL |  | FM - SODECA | 0 | 1 | 0 | 2 | 0 | 0
1000046 | HCT-31-2M/PL |  | FM - SODECA | 0 | 1 | 0 | 2 | 0 | 0
1000047 | HCT-31-2T/PL |  | FM - SODECA | 0 | 1 | 0 | 2 | 0 | 0
1000049 | HCT-31-4M/PL |  | FM - SODECA | 0 | 1 | 0 | 2 | 0 | 0
100005 | SILENT BLOCK THT-90-4T-5.5-14-F-300 |  |  | 0 | 1 | 0 | 2 | 0 | 0
1000050 | HCT-31-4T/PL |  | FM - SODECA | 0 | 1 | 0 | 2 | 0 | 0
1000051 | HCT-35-2M/PL |  | FM - SODECA | 0 | 1 | 0 | 2 | 0 | 0
1000052 | HCT-35-2T/PL |  | FM - SODECA | 0 | 1 | 0 | 2 | 0 | 0
1000054 | HCT-35-4M/PL |  | FM - SODECA | 0 | 1 | 0 | 2 | 0 | 0
1000055 | HCT-35-4T/PL |  | FM - SODECA | 0 | 1 | 0 | 2 | 0 | 0
100081 | OPTECH OUTER LENS 110 X 90 | INTROWELD CC |  | 0 | 2 | 0 | 12 | 0 | 0
100083 | OPTECH INNER LENS 108 X 51 | INTROWELD CC |  | 0 | 2 | 0 | 12 | 0 | 0
100087 | SOLAR HELMET ADJUSTABLE (84-210300-11 | INTROWELD CC |  | 0 | 1 | 0 | 2 | 0 | 0
1000BDD | Back Draft Demper |  |  | 0 | 1 | 0 | 2 | 0 | 0
1000CF | 1000 Diam Counter Flange | Attenu-Tec HVAC Parts | FM - C/FLANGE | 502.91 | 1 | 0 | 4 | 0 | 0
1000CFUG | 1000 Diam Counter Flange Ungalvanised | ULTIMATENG (PTY) LTD | FM - C/FLANGE | 0 | 3 | 0 | 15 | 0 | 0
1000FB | Filter Box c/w Weather Louvre (Fresh Air) |  |  | 0 | 1 | 0 | 2 | 0 | 0
1000FC | 1000 Diam Flexible Connection |  | FM - DONKIN | 0 | 1 | 0 | 2 | 0 | 0
1000HVJ-2S | 1000 Diam Vertical Discharge Unit |  | FM - DONKIN | 0 | 1 | 0 | 2 | 0 | 0
1000HVJ-2SB | 1000 Diam Vertical Discharge BASE |  | FM - DONKIN | 0 | 1 | 0 | 2 | 0 | 0
1000IC | Majax Inlet Cone | Attenu-Tec HVAC Parts |  | 1478 | 8 | 0 | 40 | 0 | 0
1000ILC | Majax-2 Inlet Cone Screen |  |  | 0 | 1 | 0 | 2 | 0 | 0
1000MBP09 | 1-0350-240 P09 - 1000 Motor Bracket | Kart Shop TA Ultimate Laser Cutting |  | 72.61 | 1 | 0 | 4 | 0 | 0
1000MF | 1000 Diam Mounting Feet | Attenu-Tec HVAC Parts | FM - M/FEET | 471.32 | 1 | 0 | 5 | 0 | 0
1000MFUG | 1000 Diam Mounting Feet Ungalvanized | ULTIMATENG (PTY) LTD | FM - M/FEET | 0 | 12 | 0 | 60 | 0 | 0
1000PLT400-3MM | 1000 Casing Sheet - 3153 x 400 - 3mm |  | CASING | 797 | 1 | 0 | 2 | 0 | 0
1000PLT500-3MM | 1000 Casing Sheet - 3153 x 500 - 3mm |  | CASING | 997 | 1 | 0 | 2 | 0 | 0
1000PLT800-4MM | 1000 Casing Sheet - 3153 x 800 - 4mm | NJR STEEL - ALRODE (PTY) LTD |  | 0 | 1 | 0 | 2 | 0 | 0
1000S1.0D | 1000 Diam Silencer 1.0D |  | FM - DONKIN | 0 | 1 | 0 | 2 | 0 | 0
1000S1.0DP | 1000 Diam Silencer 1.0D Podded |  | FM - DONKIN | 0 | 1 | 0 | 2 | 0 | 0
1000S1.5D | 1000 Diam Silencer 1.5D |  | FM - DONKIN | 0 | 1 | 0 | 2 | 0 | 0
1000S1.5DP | 1000 Diam Silencer 1.5D Podded | Attenu-Tec | FM - DONKIN | 6255 | 1 | 0 | 3 | 0 | 0
1000S2.0D | 1000 Diam Silencer 2.0D |  | FM - DONKIN | 0 | 1 | 0 | 2 | 0 | 0
1000S2.0DP | 1000 Diam Silencer 2.0D Podded | Attenu-Tec | FM - DONKIN | 7900 | 8 | 0 | 16 | 0 | 0
1000SAP | 1000mm Diam podded silencer 1400 Long |  |  | 0 | 1 | 0 | 2 | 0 | 0
1000SM1.0D | 1000 Diam Melinex Silencer 1.0D | Attenu-Tec | FM - DONKIN | 4463 | 2 | 0 | 10 | 0 | 0
1000SM1.0DP | 1000 Diam Melinex Silencer 1.0D Podded |  | FM - DONKIN | 0 | 2 | 0 | 10 | 0 | 0
1000SM1.5D | 1000 Diam Melinex Silencer 1.5D |  | FM - DONKIN | 0 | 1 | 0 | 2 | 0 | 0
1000SM1.5DP | 1000 Diam Melinex Silencer 1.5D Podded | Attenu-Tec | FM - DONKIN | 5620 | 1 | 0 | 5 | 0 | 0
1000SM2.0D | 1000 Diam Melinex Silencer 2.0D |  | FM - DONKIN | 0 | 1 | 0 | 2 | 0 | 0
1000SM2.0DP | 1000 Diam Melinex Silencer 2.0D Podded |  | FM - DONKIN | 0 | 1 | 0 | 2 | 0 | 0
1002948 | HCT-40-4T-0.33/PL | SODECA | FM - SODECA | 10445.1 | 2 | 0 | 4 | 0 | 0
1003102 | HCT-80-4T-5.5/PL IE3 |  |  | 0 | 1 | 0 | 2 | 0 | 0
1003118 | HCT-90-4T-7.5/PL IE3 |  |  | 0 | 1 | 0 | 2 | 0 | 0
1005876 | HTM-45-4M |  | FM - SODECA | 0 | 1 | 0 | 2 | 0 | 0
1005877 | HTM-45-4T |  | FM - SODECA | 0 | 1 | 0 | 2 | 0 | 0
1005878 | HTM-56-4M |  | FM - SODECA | 0 | 1 | 0 | 2 | 0 | 0
1005879 | HTM-56-4T |  | FM - SODECA | 0 | 1 | 0 | 2 | 0 | 0
1005880 | HTM-63-4T IE3 |  | FM - SODECA | 0 | 1 | 0 | 2 | 0 | 0
1006313 | HCDF-31-4T / ATEX / EXII2G Ex d | SODECA | FM - SODECA | 10228.92 | 2 | 0 | 4 | 0 | 0
1006315 | HCDF 35 - 4T - Flameproof |  | FM - SODECA | 0 | 1 | 0 | 2 | 0 | 0
1006317 | HCDF 40 - 4T - Flameproof |  | FM - SODECA | 0 | 1 | 0 | 2 | 0 | 0
1006319 | HCDF 45 - 4T - Flameproof |  | FM - SODECA | 0 | 1 | 0 | 2 | 0 | 0
1006321 | HCDF 50 - 4T - Flameproof |  | FM - SODECA | 0 | 1 | 0 | 2 | 0 | 0
1006323 | HCDF 56 - 4T - Flameproof |  | FM - SODECA | 0 | 1 | 0 | 2 | 0 | 0
1006386 | HT-80-4T 230/400V. IE3 |  |  | 0 | 1 | 0 | 2 | 0 | 0
1006628 | R/THT-90-1 |  |  | 0 | 1 | 0 | 2 | 0 | 0
1006661 | B-125 |  |  | 0 | 1 | 0 | 2 | 0 | 0
1006663 | B-150 | SODECA |  | 553.55 | 22 | 0 | 38 | 0 | 0
1006732 | BTUB-900 |  |  | 0 | 1 | 0 | 2 | 0 | 0
1006734 | BTUB-1250 |  |  | 0 | 1 | 0 | 2 | 0 | 0
1006880 | PS-125/20CV |  |  | 0 | 1 | 0 | 2 | 0 | 0
1006889 | PS-90 |  |  | 0 | 1 | 0 | 2 | 0 | 0
1006891 | RT-125 |  |  | 0 | 1 | 0 | 2 | 0 | 0
1006904 | RT-90 |  |  | 0 | 1 | 0 | 2 | 0 | 0
1006974 | RPA-20 | SODECA |  | 281.92 | 11 | 0 | 19 | 0 | 0
1007130 | BAC-900 |  |  | 0 | 1 | 0 | 2 | 0 | 0
1007132 | BAC - 1250 |  |  | 0 | 1 | 0 | 2 | 0 | 0
1007138 | ACE - 125 |  |  | 0 | 1 | 0 | 2 | 0 | 0
1007140 | ACE-150 | SODECA |  | 754.81 | 11 | 0 | 19 | 0 | 0
1007195 | VSD3/A-RFT-10 |  |  | 0 | 1 | 0 | 2 | 0 | 0
1007207 | VSD3/ARFT-30 |  |  | 0 | 1 | 0 | 2 | 0 | 0
1007213 | VSD3/A-RFT-7.5 |  |  | 0 | 1 | 0 | 2 | 0 | 0
1007372 | SC-900/1200 |  |  | 0 | 1 | 0 | 2 | 0 | 0
1007376 | SR-1800/1200/1200 |  |  | 0 | 1 | 0 | 2 | 0 | 0
1007442 | BIC - 254 |  |  | 0 | 1 | 0 | 2 | 0 | 0
1007944 | CPV 1020 4T | SODECA | FM - SODECA | 7297.22 | 2 | 0 | 4 | 0 | 0
1007947 | CPV 1325 4T | SODECA | FM - SODECA | 9057.07 | 2 | 0 | 4 | 0 | 0
1007957 | CPV 1020 2TIE3 | SODECA | FM - SODECA | 8659.74 | 2 | 0 | 4 | 0 | 0
1007960 | CPV 1325 2TIE3 | SODECA | FM - SODECA | 6576.53 | 3 | 0 | 5 | 0 | 0
1007964 | CPV-1630-4T IE3 |  |  | 0 | 1 | 0 | 2 | 0 | 0
1007966 | CPV-1840-4T IE3 |  |  | 0 | 1 | 0 | 2 | 0 | 0
1007971 | CPV -1942-4T-10 IE3 |  |  | 0 | 1 | 0 | 2 | 0 | 0
1008005 | CPV-1020-4T/ATEX/EXII2G Ex d |  |  | 0 | 1 | 0 | 2 | 0 | 0
1008010 | CPV-1020-2T/ATEX/EXII2G Ex d |  |  | 0 | 1 | 0 | 2 | 0 | 0
1008011 | CPV/ATEX-1325-2T/2G Ex db |  | Sodeca | 0 | 1 | 0 | 2 | 0 | 0
1008215 | CJDXR-315-1 230/400V. IE3 |  |  | 0 | 1 | 0 | 2 | 0 | 0
1008225 | CJDXR-355-1.5 230/400V IE3 |  |  | 0 | 1 | 0 | 2 | 0 | 0
1008226 | CJDXR-400-3 230/400V. IE3 |  |  | 0 | 1 | 0 | 2 | 0 | 0
1008234 | CJDXR-400-3 230/400V. IE3 |  |  | 0 | 1 | 0 | 2 | 0 | 0
1008235 | CJDXR-400-4 230/400V. IE3 |  |  | 0 | 1 | 0 | 2 | 0 | 0
1008243 | CJDXR-450-4 230/400V. IE3 |  |  | 0 | 1 | 0 | 2 | 0 | 0
1008843 | CMA-218-2M |  | FM - SODECA | 0 | 1 | 0 | 2 | 0 | 0
1008844 | CMA-218-2T | SODECA | FM - SODECA | 2161.93 | 2 | 0 | 4 | 0 | 0
1008847 | CMA-324-2M | SODECA | FM - SODECA | 1227.76 | 3 | 0 | 5 | 0 | 0
1008849 | CMA-324-2T | SODECA | FM - SODECA | 3195.59 | 2 | 0 | 4 | 0 | 0
1008851 | CMA-325-2M | SODECA | FM - SODECA | 4623.77 | 3 | 0 | 6 | 0 | 0
1008852 | CMA-325-2T | SODECA | FM - SODECA | 3573.35 | 2 | 0 | 4 | 0 | 0
1008854 | CMA-426-2M | SODECA | FM - SODECA | 4990.01 | 2 | 0 | 4 | 0 | 0
1008856 | CMA-426-2T | SODECA | FM - SODECA | 3795.3 | 2 | 0 | 4 | 0 | 0
1008860 | CMA-527-2M | SODECA | FM - SODECA | 7066.18 | 5 | 0 | 9 | 0 | 0
1008861 | CMA-527-2T | SODECA | FM - SODECA | 6501.35 | 3 | 0 | 5 | 0 | 0
1008864 | CMA-528-2M - 1.5 |  | FM - SODECA | 0 | 1 | 0 | 2 | 0 | 0
1008867 | CMA-531-2M-2 |  | FM - SODECA | 0 | 1 | 0 | 2 | 0 | 0
1008870 | CMA-528-2T-1.5 IE3 | SODECA | FM - SODECA | 8327.86 | 3 | 0 | 5 | 0 | 0
1008871 | CMA-528-2T-1 IE3 | SODECA | FM - SODECA | 7791.64 | 2 | 0 | 4 | 0 | 0
1008873 | CMA-531-2T-1.5 IE3 |  | FM - SODECA | 0 | 1 | 0 | 2 | 0 | 0
1008874 | CMA-531-2T-2 IE3 |  | FM - SODECA | 0 | 1 | 0 | 2 | 0 | 0
1008875 | CMA-531-2T-3 IE3 | SODECA | FM - SODECA | 13272.68 | 3 | 0 | 5 | 0 | 0
1008876 | CMA-545-2T-4 c/w 3.0KW 2P 400V |  | FM - SODECA | 0 | 1 | 0 | 2 | 0 | 0
1008985 | CMAT 531-2T |  | FM - SODECA | 0 | 1 | 0 | 2 | 0 | 0
1009156 | CBD-1919-6M 1/10/HE |  |  | 0 | 1 | 0 | 2 | 0 | 0
1009166 | CBD-2828-4M 3/4/HE | SODECA |  | 3198.31 | 22 | 0 | 44 | 0 | 0
100NB x 135mm | 100NB x 135mm Style 10 Linkflex 100% (Inner & Outer Tube) EPDM rubber bellows c/w mild steel | Malcolm Arnot CC ( Linkflex) |  | 2020 | 8 | 0 | 42 | 0 | 0
100T300 | 100 Diam Tube Silencer 300L |  | FM - DONKIN | 0 | 1 | 0 | 2 | 0 | 0
100T600 | 100 Diam Tube Silencer 600L | Attenu-Tec | FM - DONKIN | 360 | 2 | 0 | 9 | 0 | 0
1010135 | CA-160-2T-2 230/400V. IE3 |  | Sodeca | 0 | 1 | 0 | 2 | 0 | 0
1010154 | CA-172-2T-7.5 400/690V. IE3 |  | Sodeca | 0 | 1 | 0 | 2 | 0 | 0
1010396 | CAM 540 2T |  | FM - SODECA | 0 | 1 | 0 | 2 | 0 | 0
1010401 | CAM 545 2T 4 c/w 3.0kw 2P 400V | SODECA | FM - SODECA | 14410.33 | 2 | 0 | 4 | 0 | 0
1010405 | CAM 550-2T-5.5 230/400V. IE3 | SODECA |  | 20655.41 | 2 | 0 | 6 | 0 | 0
1010407 | CAM 550 2T 7.5 | SODECA | FM - SODECA | 23609.05 | 2 | 0 | 4 | 0 | 0
1010410 | CAM 752-2T-7.5 c/w 5.5kW 400/690v IE3 |  |  | 0 | 1 | 0 | 2 | 0 | 0
1010521 | AT 10/10 SC - Single Unit |  | FM - NICOTRA | 0 | 1 | 0 | 2 | 0 | 0
1010522 | AT 10/10 SC2 - Double Unit |  | FM - NICOTRA | 0 | 1 | 0 | 2 | 0 | 0
1010596 | CAS 254 - 2T - 3 |  | FM - SODECA | 0 | 1 | 0 | 2 | 0 | 0
1010606 | CAS 463 - 2T - 7.5 |  | FM - SODECA | 0 | 1 | 0 | 2 | 0 | 0
101065 | ER70S MILD STEEL MIG WIRE 1.0MM | INTROWELD CC |  | 35 | 30 | 0 | 150 | 0 | 0
1010817 | CAS-463-2T-5.5/TODO INOX-304 380V. 60Hz |  |  | 0 | 1 | 0 | 2 | 0 | 0
1010818 | CAS-463-2T-5.5/TODO INOX-304/ATEX/2G Ex eb 380V 60Hz |  |  | 0 | 1 | 0 | 2 | 0 | 0
1011200 | CAS 863 - 2T |  | FM - SODECA | 0 | 1 | 0 | 2 | 0 | 0
1012-2010-A | SQUARE COMBINATION SET 4PC DASQUA | SPARES 2000 CC t/a SHARP-RITE |  | 1500 | 1 | 0 | 3 | 0 | 0
1012391 | CMP 38 2M |  | FM - SODECA | 0 | 1 | 0 | 2 | 0 | 0
1012392 | CMP-38-2M/E 230V | SODECA |  | 2093.91 | 4 | 0 | 7 | 0 | 0
1012398 | CMP 512 2M | SODECA | FM - SODECA | 735.24 | 2 | 0 | 4 | 0 | 0
1012411 | CMP 512 2T | SODECA | FM - SODECA | 1727.72 | 4 | 0 | 8 | 0 | 0
1012446 | CMP 514 2M | SODECA | FM - SODECA | 1993.97 | 4 | 0 | 8 | 0 | 0
1012461 | CMP 514 2T | SODECA | FM - SODECA | 2095.15 | 4 | 0 | 8 | 0 | 0
1012504 | CMP 616 2M | SODECA | FM - SODECA | 1429.71 | 2 | 0 | 4 | 0 | 0
1012516 | CMP 616 2T | SODECA | FM - SODECA | 2732.17 | 5 | 0 | 10 | 0 | 0
1012549 | CMP 616-4T |  | Sodeca | 0 | 1 | 0 | 2 | 0 | 0
1012571 | CMP 718 2M |  | FM - SODECA | 0 | 1 | 0 | 2 | 0 | 0
1012594 | CMP 820 2M |  | FM - SODECA | 0 | 1 | 0 | 2 | 0 | 0
1012607 | CMP 820 4T | SODECA | FM - SODECA | 2967.12 | 3 | 0 | 5 | 0 | 0
1012658 | CMP 718 2T | SODECA | FM - SODECA | 4105.16 | 2 | 0 | 4 | 0 | 0
1012671 | CMP 820 2T | SODECA | FM - SODECA | 4679.14 | 2 | 0 | 4 | 0 | 0
1012695 | CMP 1025 2T 3 | SODECA | FM - SODECA | 6886.04 | 4 | 0 | 8 | 0 | 0
1012714 | CMP1128 2T 4 |  |  | 0 | 1 | 0 | 2 | 0 | 0
1012739 | CMP-1231-4T-4 IE3 |  |  | 0 | 1 | 0 | 2 | 0 | 0
101397 | ANTI SPATTER 500ML | INTROWELD CC |  | 75.07 | 10 | 0 | 50 | 0 | 0
101430 | SOAP STONE (1 Box = 144 or ea) | INTROWELD CC | CONSUMABLES | 2.85 | 86 | 0 | 374 | 0 | 0
1014656 | CMRG-1240-4T 230/400V IE3 |  |  | 0 | 1 | 0 | 2 | 0 | 0
1016608 | HEP-25-2T/H 220-240/380-415V | SODECA |  | 3617.41 | 8 | 0 | 14 | 0 | 0
1016614 | HEP-31-2M/H 220-240V | SODECA | Sodeca | 2971.02 | 2 | 0 | 4 | 0 | 0
1016615. | HEP-31-2T |  |  | 0 | 1 | 0 | 2 | 0 | 0
1016620 | HEP-35-2M/H |  |  | 0 | 1 | 0 | 2 | 0 | 0
1017052 | HC-25-2M/H |  | FM - SODECA | 0 | 1 | 0 | 2 | 0 | 0
1017059 | HC-25-2T/H |  | FM - SODECA | 0 | 1 | 0 | 2 | 0 | 0
1017069 | HC-25-4M/H | SODECA | FM - SODECA | 1464.39 | 3 | 0 | 5 | 0 | 0
1017074 | HC-25-4T/H |  | FM - SODECA | 0 | 1 | 0 | 2 | 0 | 0
1017082 | HC-31-2M/H |  | FM - SODECA | 0 | 1 | 0 | 2 | 0 | 0
1017086 | HC-31-2T/H |  | FM - SODECA | 0 | 1 | 0 | 2 | 0 | 0
1017097 | HC-31-4M/H | Luft Industries Natal (Pty) Ltd | FM - SODECA | 1340.63 | 1 | 0 | 2 | 0 | 0
1017099 | HC-31-4T/H |  | FM - SODECA | 0 | 1 | 0 | 2 | 0 | 0
1017103 | HC-35-2T/H |  | FM - SODECA | 0 | 1 | 0 | 2 | 0 | 0
1017106 | HC-35-4M/H |  | FM - SODECA | 0 | 1 | 0 | 2 | 0 | 0
1017112 | HC-35-4T/H |  | FM - SODECA | 0 | 1 | 0 | 2 | 0 | 0
1017125 | HC-40-4M/H |  | FM - SODECA | 0 | 1 | 0 | 2 | 0 | 0
1017127 | HC-40-4T/H |  | FM - SODECA | 0 | 1 | 0 | 2 | 0 | 0
1017129 | HC-40-6M/H |  | FM - SODECA | 0 | 1 | 0 | 2 | 0 | 0
1017130 | HC-40-6T/H |  | FM - SODECA | 0 | 1 | 0 | 2 | 0 | 0
1017131 | HC-45-4M/H |  | FM - SODECA | 0 | 1 | 0 | 2 | 0 | 0
1017134 | HC-45-4T/H |  | FM - SODECA | 0 | 1 | 0 | 2 | 0 | 0
1017138 | HC-45-6M/H | Luft Industries Natal (Pty) Ltd | FM - SODECA | 2993.25 | 1 | 0 | 2 | 0 | 0
1017139 | HC-45-6T/H |  | FM - SODECA | 0 | 1 | 0 | 2 | 0 | 0
1017140 | HC-50-4M/H | Luft Industries Natal (Pty) Ltd | FM - SODECA | 2783.25 | 1 | 0 | 2 | 0 | 0
1017142 | HC-50-4T/H | SODECA | FM - SODECA | 5554.99 | 1 | 0 | 3 | 0 | 0
1017147 | HC-50-6M/H |  | FM - SODECA | 0 | 1 | 0 | 2 | 0 | 0
1017148 | HC-50-6T/H |  | FM - SODECA | 0 | 1 | 0 | 2 | 0 | 0
1017154 | HC-56-6M/H |  | FM - SODECA | 0 | 1 | 0 | 2 | 0 | 0
1017155 | HC-56-6T/H |  | FM - SODECA | 0 | 1 | 0 | 2 | 0 | 0
1017159 | HC-63-6M/H |  | FM - SODECA | 0 | 1 | 0 | 2 | 0 | 0
1017160 | HC-63-6T/H |  | FM - SODECA | 0 | 1 | 0 | 2 | 0 | 0
1017177 | HC-56-4T/H IE3 | Luft Industries Natal (Pty) Ltd | FM - SODECA | 2428.5 | 1 | 0 | 5 | 0 | 0
1017179 | HC-63-4T/H IE3 |  | FM - SODECA | 0 | 1 | 0 | 2 | 0 | 0
1017181 | HC-71-4T/H IE3 |  |  | 0 | 1 | 0 | 2 | 0 | 0
1017315 | HC-63-4T/H/ATEX/2G Ex db 380V. 60Hz | SODECA |  | 0 | 3 | 0 | 5 | 0 | 0
1020807 | CI-100-4/8T-F-400 400V |  |  | 0 | 1 | 0 | 2 | 0 | 0
1023613 | PV-90 |  |  | 0 | 1 | 0 | 2 | 0 | 0
1023615 | PV-125 |  |  | 0 | 1 | 0 | 2 | 0 | 0
1023775 | CJACUS/C-2 |  |  | 0 | 1 | 0 | 2 | 0 | 0
1024046 | FMC-C-501 |  |  | 0 | 1 | 0 | 2 | 0 | 0
1024050 | FM-DP500 |  |  | 0 | 1 | 0 | 2 | 0 | 0
1024172 | MTP |  |  | 0 | 1 | 0 | 2 | 0 | 0
1027474 | CJBR-1850-4T 230/400V. IE3 |  |  | 0 | 1 | 0 | 2 | 0 | 0
1028473 | SV-250/L 230V. 50/60Hz. |  |  | 0 | 1 | 0 | 2 | 0 | 0
1028479 | SV-400/H 230V. 50/60Hz. |  |  | 0 | 1 | 0 | 2 | 0 | 0
1028560 | HCT-35-4T/ATEX/2G Ex db 230/400V |  | FM - SODECA | 0 | 1 | 0 | 2 | 0 | 0
1028561 | HCT-40-2T-1.5/ATEX/2G Ex db 230/400V |  | FM - SODECA | 0 | 1 | 0 | 2 | 0 | 0
1028566 | HCT-50-4T-0.75/ATEX/2G Ex db 230/400V |  | FM - SODECA | 0 | 1 | 0 | 2 | 0 | 0
1028584 | HCT-71-4T-3/ATEX/2G Ex db 230/400V |  | FM - SODECA | 0 | 1 | 0 | 2 | 0 | 0
1028591 | HCT-80-4T-5.5/ATEX/2G Ex db 230/400V |  |  | 0 | 1 | 0 | 2 | 0 | 0
1028951 | HCT/ATEX-40-2T-1.5/2G Ex eb |  |  | 0 | 1 | 0 | 2 | 0 | 0
1028957 | HCT/ATEX-56-4T-0.75/2G Ex eb |  |  | 0 | 1 | 0 | 2 | 0 | 0
1029315 | CMA/ATEX-325-2T/2G EX EB |  |  | 0 | 1 | 0 | 2 | 0 | 0
1029359 | CMP-616-4T/ATEX/2G Ex db 230/400V |  | FM - SODECA | 0 | 1 | 0 | 2 | 0 | 0
1029544 | CMP-922-4T/ATEX/2GD Ex db tb 230/400V |  |  | 0 | 1 | 0 | 2 | 0 | 0
1030701 | TIRACANO | SODECA |  | 4831.25 | 7 | 0 | 17 | 0 | 20
1030730 | TUB-200 |  |  | 0 | 1 | 0 | 2 | 0 | 0
1030731 | TUB-225 |  |  | 0 | 1 | 0 | 2 | 0 | 0
1030732 | TUB-250 |  |  | 0 | 1 | 0 | 2 | 0 | 0
1031847 | INT/ATEX 16/3CA |  |  | 0 | 1 | 0 | 2 | 0 | 0
103453 | HGT-125-6T/9-10 400/690V. IE3 |  | FM - SODECA | 0 | 1 | 0 | 2 | 0 | 0
1034783 | NEOLINEO-125/V | SODECA |  | 357.27 | 52 | 0 | 104 | 0 | 0
1034784 | NEOLINEO-150/V | SODECA | FM - SODECA | 657.41 | 52 | 0 | 104 | 0 | 0
1034786 | NEOLINEO-200/V | SODECA | FM - SODECA | 1004.27 | 52 | 0 | 104 | 0 | 0
1034787 | NEOLINEO-250/V | SODECA | FM - SODECA | 1887.42 | 52 | 0 | 104 | 0 | 0
1034788 | NEOLINEO-315/V | SODECA | FM - SODECA | 2583.6 | 11 | 0 | 22 | 0 | 0
1054558 | CAM 752-2T-10 c/w 7.5kW 400/690v IE3 |  |  | 0 | 1 | 0 | 2 | 0 | 0
1054591 | CAM-760-2T-15/E |  |  | 0 | 1 | 0 | 2 | 0 | 0
1054601 | CAM-880-2T-40 |  |  | 0 | 1 | 0 | 2 | 0 | 0
1061997 | CAS-467-2T - 10/INOX-304 150Degree 400/690V. IE3 |  | Sodeca | 0 | 1 | 0 | 2 | 0 | 0
1062024 | CAS-790-2T-20 IE3 |  |  | 0 | 1 | 0 | 2 | 0 | 0
1064 Laser Head | Jewellery Laser head | Tech Up 3D |  | 6200 | 1 | 0 | 3 | 0 | 0
1064128 | HTP-125-4T-75 c/w 55kW 4Pole 400V |  |  | 0 | 1 | 0 | 2 | 0 | 0
1064263 | HCT-100-4T-15/AL 400/690V. IE3 |  |  | 0 | 1 | 0 | 2 | 0 | 0
106X3SPA | PULLEY FRICTION BELT V-WEDGE 3 GROOVE SPA 1610 TAPER 106MM FENNER | Bearing Man Group |  | 232.51 | 1 | 0 | 5 | 0 | 0
1100999 | Rental Sharp BP 30C25 Copier | CRS Corporate Rental Solutions (Pty) Ltd |  | 1388.54 | 1 | 0 | 2 | 0 | 0
1100SAP | 1100mm Diam podded silencer 1400 Long |  |  | 0 | 1 | 0 | 2 | 0 | 0
1105306 | CMP-1128-2T-5.5/S/PIE RD 230/400V. IE3 | SODECA | FM - SODECA | 7659.2 | 3 | 0 | 5 | 0 | 0
1105922 | CJFILTER/REC-600X900-450-CA |  |  | 0 | 1 | 0 | 2 | 0 | 0
11100 | MG 100/4 LL |  | FM - VORTICE | 0 | 1 | 0 | 2 | 0 | 0
11101 | MG 100/4 LL T |  | FM - VORTICE | 0 | 1 | 0 | 2 | 0 | 0
11102 | MG 120/5 LL |  | FM - VORTICE | 0 | 1 | 0 | 2 | 0 | 0
11103 | MG 120/5 LL T |  | FM - VORTICE | 0 | 1 | 0 | 2 | 0 | 0
11104 | MG 150/6 LL |  | FM - VORTICE | 0 | 1 | 0 | 2 | 0 | 0
11105 | MG 150/6 LL T |  | FM - VORTICE | 0 | 1 | 0 | 2 | 0 | 0
11106 | MGK 100/4 LL |  | FM - VORTICE | 0 | 1 | 0 | 2 | 0 | 0
11110 | MG 90/3,5 |  | FM - VORTICE | 0 | 1 | 0 | 2 | 0 | 0
11116 | MG 120/5 |  | FM - VORTICE | 0 | 1 | 0 | 2 | 0 | 0
11117 | MG 150/6 |  | FM - VORTICE | 0 | 1 | 0 | 2 | 0 | 0
11123 | MF 100 |  | FM - VORTICE | 0 | 1 | 0 | 2 | 0 | 0
11124 | MF 120 |  | FM - VORTICE | 0 | 1 | 0 | 2 | 0 | 0
11125 | MF 150 | Vortice Elettrosociali SpA | FM - VORTICE | 129.55 | 1 | 0 | 2 | 0 | 0
11127 | MF 100T |  | FM - VORTICE | 0 | 1 | 0 | 2 | 0 | 0
11128 | MF 120 T |  | FM - VORTICE | 0 | 1 | 0 | 2 | 0 | 0
11129 | MF 150T |  | FM - VORTICE | 0 | 1 | 0 | 2 | 0 | 0
11131 | MF 100 LL |  | FM - VORTICE | 0 | 1 | 0 | 2 | 0 | 0
11132 | MF 120 LL |  | FM - VORTICE | 0 | 1 | 0 | 2 | 0 | 0
11133 | MF 150 LL | Vortice Elettrosociali SpA | FM - VORTICE | 887.76 | 2 | 0 | 5 | 0 | 0
11135 | MF 100 T LL |  | FM - VORTICE | 0 | 1 | 0 | 2 | 0 | 0
11136 | MF 120 T LL |  | FM - VORTICE | 0 | 1 | 0 | 2 | 0 | 0
11137 | MF 150 T LL |  | FM - VORTICE | 0 | 1 | 0 | 2 | 0 | 0
11145 | MFO 100/4 |  | FM - VORTICE | 0 | 1 | 0 | 2 | 0 | 0
11146 | MFO 120/5 |  | FM - VORTICE | 0 | 1 | 0 | 2 | 0 | 0
11147 | MFO 120/5 |  | FM - VORTICE | 0 | 1 | 0 | 2 | 0 | 0
1115991 | VSD3/A-RFT-40-IP55 | SODECA |  | 0 | 3 | 0 | 5 | 0 | 0
11187 | MF 150/6 PIRLL |  | FM - VORTICE | 0 | 1 | 0 | 2 | 0 | 0
112 TBLOCK AL F | BMG MOTORLINE SPARES | Bearing Man Group |  | 83.2 | 2 | 0 | 4 | 0 | 0
11201 | M 100 / 4 |  | FM - VORTICE | 0 | 1 | 0 | 2 | 0 | 0
11202 | M100/4 |  | FM - VORTICE | 0 | 1 | 0 | 2 | 0 | 0
11211 | M 100 / 4 T |  | FM - VORTICE | 0 | 1 | 0 | 2 | 0 | 0
11212 | M 100 / 4 T LL |  | FM - VORTICE | 0 | 1 | 0 | 2 | 0 | 0
11221 | M 100 / 4 A |  | FM - VORTICE | 0 | 1 | 0 | 2 | 0 | 0
11222 | M 100 / 4 A LL |  | FM - VORTICE | 0 | 1 | 0 | 2 | 0 | 0
1125043 | CL/PLUS/EC-8050 |  |  | 0 | 1 | 0 | 2 | 0 | 0
112525 | 11Kw 2P 525V motor to suit 630 Fans | ACTOM |  | 11439 | 2 | 0 | 7 | 0 | 0
11260 | ME 100 / 4 LL |  | FM - VORTICE | 0 | 1 | 0 | 2 | 0 | 0
1126467 | THT/CL-125-4/8T/6-20-F-300 400V. |  |  | 0 | 1 | 0 | 2 | 0 | 0
1126491 | THT/CL-125-4T/6-25-F-300 400/690V. IE3 |  |  | 0 | 1 | 0 | 2 | 0 | 0
1126734 | THT/CL-90-4T-10-F-300 IE3 |  |  | 0 | 1 | 0 | 2 | 0 | 0
11270 | ME 120/5 LL |  | FM - VORTICE | 0 | 1 | 0 | 2 | 0 | 0
11274 | M 120 / 5 T LL |  | FM - VORTICE | 0 | 1 | 0 | 2 | 0 | 0
1129393 | CA/LINE-10 | SODECA | Sodeca | 868 | 2 | 0 | 4 | 0 | 25
1129394 | CA/LINE-12 |  | Sodeca | 876.06 | 1 | 0 | 2 | 0 | 0
1129395 | CA/LINE-15 | SODECA | Sodeca | 911.27 | 2 | 0 | 4 | 0 | 25
1129396 | CA/LINE-20 | SODECA | Sodeca | 1234.51 | 2 | 0 | 4 | 0 | 25
1129397 | CA/LINE-25 | SODECA | Sodeca | 0 | 2 | 0 | 4 | 0 | 25
1129398 | CA/LINE-31 | SODECA |  | 0 | 2 | 0 | 4 | 0 | 30
112X3SPA | PULLEY FRICTION BELT V-WEDGE 3 GROOVE SPA 2012 TAPER 112MM FENNER | Bearing Man Group |  | 243.11 | 1 | 0 | 3 | 0 | 0
11301 | M 120 / 5 |  | FM - VORTICE | 0 | 1 | 0 | 2 | 0 | 0
11302 | M 120 / 5 LL |  | FM - VORTICE | 0 | 1 | 0 | 2 | 0 | 0
11311 | M 120 / 5 T |  | FM - VORTICE | 0 | 1 | 0 | 2 | 0 | 0
11313 | MEX 100/4 LL 1S |  | FM - VORTICE | 0 | 1 | 0 | 2 | 0 | 0
11314 | MEX 100/4 1S LLT |  | FM - VORTICE | 0 | 1 | 0 | 2 | 0 | 0
11321 | M 120 / 5 A |  | FM - VORTICE | 0 | 1 | 0 | 2 | 0 | 0
11322 | M 120 / 5 A LL |  | FM - VORTICE | 0 | 1 | 0 | 2 | 0 | 0
11333 | MEX 120/5 LL IS |  | FM - VORTICE | 0 | 1 | 0 | 2 | 0 | 0
11334 | MEX 120/5 1S LLT |  | FM - VORTICE | 0 | 1 | 0 | 2 | 0 | 0
1139111 | THT-90-4T-5.5-14-F-300 |  |  | 0 | 1 | 0 | 2 | 0 | 0
1139474 | THT/CL-71-4T-3-F-300 230/400V. IE3 |  |  | 0 | 1 | 0 | 2 | 0 | 0
1139862 | HTMV-125-4T/9-40/380V. 60Hz. IE3 | SODECA |  | 0 | 3 | 0 | 5 | 0 | 0
11401 | M 150 / 6 | Vortice Elettrosociali SpA | FM - VORTICE | 623.03 | 3 | 0 | 12 | 0 | 0
1140155 | HTMV-90-4T-7.5/ATEX/2G Ex db 380V. 60Hz |  |  | 0 | 1 | 0 | 2 | 0 | 0
11402 | M 150 / 6 LL | Vortice Elettrosociali SpA | FM - VORTICE | 788.55 | 2 | 0 | 8 | 0 | 0
11411 | M 150 / 6 T |  | FM - VORTICE | 0 | 1 | 0 | 2 | 0 | 0
11412 | M 150 / 6 T LL |  | FM - VORTICE | 0 | 1 | 0 | 2 | 0 | 0
11421 | M 150 / 6 A |  | FM - VORTICE | 0 | 1 | 0 | 2 | 0 | 0
11422 | M 150 / 6 A LL |  | FM - VORTICE | 0 | 1 | 0 | 2 | 0 | 0
1143. | 11kW 4Pole 525V B3 NV3 IE1 Cast Iron | ACTOM |  | 8185 | 1 | 0 | 5 | 0 | 0
1143PM | 11KW 4 POLE 380V Pad Mount Motor | WEG South Africa |  | 7897.17 | 2 | 0 | 8 | 0 | 0
11741 | M120/5 P |  | FM - VORTICE | 0 | 1 | 0 | 2 | 0 | 0
1182768 | CJK/EC-500 |  |  | 0 | 1 | 0 | 2 | 0 | 0
118X2SPA. | PULLEY FRICTION BELT V-WEDGE 2 GROOVESPA 1610 TAPER 118MM FENNER | Bearing Man Group |  | 220.95 | 1 | 0 | 5 | 0 | 0
118X3SPA | PULLEY FRICTION BELT V-WEDGE 3 GROOVE SPA 2012 TAPER 118MM FENNER | Bearing Man Group |  | 309.09 | 1 | 0 | 2 | 0 | 0
11944 | VORT QUADRO MEDIO |  | FM - VORTICE | 0 | 1 | 0 | 2 | 0 | 0
11952 | VORT QUADRO SUPER |  | FM - VORTICE | 0 | 1 | 0 | 2 | 0 | 0
11967 | VORT PRESS 110 LL |  | FM - VORTICE | 0 | 1 | 0 | 2 | 0 | 0
11968 | Vort Press 110 ( surface mount ) |  | FM - VORTICE | 0 | 1 | 0 | 2 | 0 | 0
11971 | Vort Press 140 ( built-in ) |  | FM - VORTICE | 0 | 1 | 0 | 2 | 0 | 0
1200000 | Insurance | CRS Corporate Rental Solutions (Pty) Ltd |  | 252.53 | 1 | 0 | 2 | 0 | 0
1200SAP | 1200mm Diam podded silencer 1400 Long |  |  | 0 | 1 | 0 | 2 | 0 | 0
12017 | MICRO 100 I |  | FM - VORTICE | 0 | 1 | 0 | 2 | 0 | 0
12018 | MICRO 100 I T |  | FM - VORTICE | 0 | 1 | 0 | 2 | 0 | 0
12020 | MEDIO I | Vortice Elettrosociali SpA | FM - VORTICE | 1500.14 | 2 | 0 | 4 | 0 | 0
12021 | MEDIO I T |  | FM - VORTICE | 0 | 1 | 0 | 2 | 0 | 0
12023 | SUPER I | Vortice Elettrosociali SpA | FM - VORTICE | 1932.21 | 1 | 0 | 3 | 0 | 0
12024 | SUPER I T |  | FM - VORTICE | 0 | 1 | 0 | 2 | 0 | 0
12045 | MICRO 100 I ES (Energy Saving) |  | FM - VORTICE | 0 | 1 | 0 | 2 | 0 | 0
12046 | MICRO 100 I T ES (Energy Saving) |  | FM - VORTICE | 0 | 1 | 0 | 2 | 0 | 0
12065 | MICRO 100 I T HCS (Humidity ctrl. System) |  | FM - VORTICE | 0 | 1 | 0 | 2 | 0 | 0
12066 | MEDIO I T HCS ( Humidity ctrl. system) |  | FM - VORTICE | 0 | 1 | 0 | 2 | 0 | 0
12067 | SUPER I T HCS (Humidity ctrl. system) |  | FM - VORTICE | 0 | 1 | 0 | 2 | 0 | 0
1210X28MM | TAPER LOCK BUSH METRIC 1210 28MM FENNER | Bearing Man Group |  | 62.04 | 1 | 0 | 5 | 0 | 0
1212521 | AT 12/12 SC - Single Unit |  | FM - NICOTRA | 0 | 1 | 0 | 2 | 0 | 0
1212522 | AT 12/12 SC2 - Double Unit |  | FM - NICOTRA | 0 | 1 | 0 | 2 | 0 | 0
1220IM | 32.F.4 Impeller |  |  | 0 | 1 | 0 | 2 | 0 | 0
1220SC | Screen |  |  | 0 | 1 | 0 | 2 | 0 | 0
1220SM1.23D | 1220 Diam Silencer 1500mm Long |  |  | 0 | 1 | 0 | 2 | 0 | 0
12412 | V 300/12 AR | Vortice Elettrosociali SpA | FM - VORTICE | 2151.51 | 2 | 0 | 5 | 0 | 0
12413 | V 300/12 ARI |  | FM - VORTICE | 0 | 1 | 0 | 2 | 0 | 0
12415 | V 300/12 AR LL S |  | FM - VORTICE | 0 | 1 | 0 | 2 | 0 | 0
12416 | V 300/12 ARI LL S |  | FM - VORTICE | 0 | 1 | 0 | 2 | 0 | 0
12451 | V 230/9 P |  | FM - VORTICE | 0 | 1 | 0 | 2 | 0 | 0
12452 | V 230/9 AR | Vortice Elettrosociali SpA | FM - VORTICE | 1730.79 | 4 | 0 | 10 | 0 | 0
12453 | V 230/9 ARI |  | FM - VORTICE | 0 | 1 | 0 | 2 | 0 | 0
12454 | V 230/9 P LL S |  | FM - VORTICE | 0 | 1 | 0 | 2 | 0 | 0
12455 | V 230/9 AR LL S | Vortice Elettrosociali SpA | FM - VORTICE | 1804.1 | 3 | 0 | 7 | 0 | 0
12456 | V 230/9 ARI LL S |  | FM - VORTICE | 0 | 1 | 0 | 2 | 0 | 0
1250CF | 1250 Diam Counter Flange | Air Speration | C/FLANGE | 534.83 | 1 | 0 | 3 | 0 | 0
1250FC | 1250 Diam Flexible Connection | Attenu-Tec HVAC Parts | FM - DONKIN | 2147.54 | 1 | 0 | 3 | 0 | 0
1250HVJ-2S | 1250 Diam Vertical Discharge Unit |  | FM - DONKIN | 0 | 1 | 0 | 2 | 0 | 0
1250HVJ-2SB | 1250 Diam Vertical Discharge BASE |  | FM - DONKIN | 0 | 1 | 0 | 2 | 0 | 0
1250IM | Impeller |  |  | 0 | 1 | 0 | 2 | 0 | 0
1250MF | 1250 Diam Mounting Feet | Air Speration | M/FEET | 1135.05 | 1 | 0 | 3 | 0 | 0
1250S1.0D | 1250 Diam Silencer 1.0D |  | FM - DONKIN | 0 | 1 | 0 | 2 | 0 | 0
1250S1.0DP | 1250 Diam Silencer 1.0D Podded |  | FM - DONKIN | 0 | 1 | 0 | 2 | 0 | 0
1250S1.5D | 1250 Diam Silencer 1.5D |  | FM - DONKIN | 0 | 1 | 0 | 2 | 0 | 0
1250S1.5DP | 1250 Diam Silencer 1.5D Podded |  | FM - DONKIN | 0 | 1 | 0 | 2 | 0 | 0
1250S2.0D | 1250 Diam Silencer 2.0D |  | FM - DONKIN | 0 | 1 | 0 | 2 | 0 | 0
1250S2.0DP | 1250 Diam Silencer 2.0D Podded |  | FM - DONKIN | 0 | 1 | 0 | 2 | 0 | 0
1250SM1.0D | 1250 Diam Melinex Silencer 1.0D |  | FM - DONKIN | 0 | 1 | 0 | 2 | 0 | 0
1250SM1.0DP | 1250 Diam Melinex Silencer 1.0D Podded |  | FM - DONKIN | 0 | 1 | 0 | 2 | 0 | 0
1250SM1.5D | 1250 Diam Melinex Silencer 1.5D |  | FM - DONKIN | 0 | 1 | 0 | 2 | 0 | 0
1250SM1.5DP | 1250 Diam Melinex Silencer 1.5D Podded |  | FM - DONKIN | 0 | 1 | 0 | 2 | 0 | 0
1250SM2.0D | 1250 Diam Melinex Silencer 2.0D |  | FM - DONKIN | 0 | 1 | 0 | 2 | 0 | 0
1250SM2.0DP | 1250 Diam Melinex Silencer 2.0D Podded |  | FM - DONKIN | 0 | 1 | 0 | 2 | 0 | 0
125T300 | 125 Diam Tube Silencer 300L |  | FM - DONKIN | 0 | 1 | 0 | 2 | 0 | 0
125T600 | 125 Diam Tube Silencer 600L | Attenu-Tec | FM - DONKIN | 440.33 | 1 | 0 | 2 | 0 | 0
125TTSilentM | 125 TT Silent M Fan |  | FM - DONKIN | 0 | 12 | 0 | 62 | 0 | 0
12611 | V 150/6 P |  | FM - VORTICE | 0 | 1 | 0 | 2 | 0 | 0
12612 | V 150/6 AR | Vortice Elettrosociali SpA | FM - VORTICE | 887.29 | 4 | 0 | 11 | 0 | 0
12613 | V 150/6 ARI | Vortice Elettrosociali SpA | FM - VORTICE | 667.21 | 1 | 0 | 3 | 0 | 0
12614 | V 150/6 P LL S |  | FM - VORTICE | 0 | 1 | 0 | 2 | 0 | 0
12615 | V 150/6 AR LL S | Vortice Elettrosociali SpA | FM - VORTICE | 994.12 | 3 | 0 | 10 | 0 | 0
12616 | V 150/6 ARI LL S |  | FM - VORTICE | 0 | 1 | 0 | 2 | 0 | 0
1270510 | CUADRO MANDOS BOX SMART |  |  | 8325 | 1 | 0 | 2 | 0 | 0
1272947 | THT/CL -125-6T/ 12-15-F-300 IE3 |  |  | 0 | 1 | 0 | 2 | 0 | 0
1273007 | THT/IMP-C-REV-63-2T-20-F-400 IE3 |  |  | 0 | 1 | 0 | 2 | 0 | 0
1273330 | SDECB/Z-260-4T-0.75 |  |  | 0 | 1 | 0 | 2 | 0 | 0
1273331 | SDECB/Z-280-4T-0.75 |  |  | 0 | 1 | 0 | 2 | 0 | 0
1273332 | SDECB/Z-300-4T-0.75 |  |  | 0 | 1 | 0 | 2 | 0 | 0
12740 | 30/12 ARI |  | FM - VORTICE | 0 | 1 | 0 | 2 | 0 | 0
1275754 | CJK/FILTER/EC-500-F7+F9 |  |  | 0 | 1 | 0 | 2 | 0 | 0
1280298 | DAMPER BOX SMART 71/80 |  |  | 46620 | 1 | 0 | 2 | 0 | 0
1282483 | KIT BOXPDS SMART 900 4T 10 IE3 |  |  | 0 | 1 | 0 | 2 | 0 | 0
1286836 | PS-125 20CV |  |  | 0 | 1 | 0 | 2 | 0 | 0
12877 | IRET INVERTER 400 2.2A | Vortice Elettrosociali SpA | FM - VORTICE | 0 | 1 | 0 | 3 | 0 | 0
12878 | IRET INVERTER 400 3.6A | Vortice Elettrosociali SpA | FM - VORTICE | 0 | 1 | 0 | 3 | 0 | 0
12879 | IRET INVERTER 400 5A | Vortice Elettrosociali SpA | FM - VORTICE | 0 | 1 | 0 | 3 | 0 | 0
12880 | IRET INVERTER 400 8A | Vortice Elettrosociali SpA | FM - VORTICE | 0 | 1 | 0 | 3 | 0 | 0
1289142 | SV/FILTER/EC- 200 F6+F8 |  |  | 0 | 1 | 0 | 2 | 0 | 0
12941 | CR5N Speed Controller |  | FM - VORTICE | 0 | 1 | 0 | 2 | 0 | 0
12943 | CR5 Speed Controller |  | FM - VORTICE | 0 | 1 | 0 | 2 | 0 | 0
129521 | AT 12/9 SC - Single Unit |  | FM - NICOTRA | 0 | 1 | 0 | 2 | 0 | 0
129522 | AT 12/9 SC2 - Double Unit |  | FM - NICOTRA | 0 | 1 | 0 | 2 | 0 | 0
12966 | C1.5 Speed Controller (to suit Lineo 100 to 200) | Vortice Elettrosociali SpA | FM - VORTICE | 514.79 | 2 | 0 | 6 | 0 | 0
12967 | C2.5 Speed Controller (to suit Lineo 250 to 315) |  | FM - VORTICE | 0 | 1 | 0 | 2 | 0 | 0
12994 | PIR |  | FM - VORTICE | 0 | 1 | 0 | 2 | 0 | 0
12998 | PIR Sensor |  | FM - VORTICE | 0 | 1 | 0 | 2 | 0 | 0
13-11 | CABTYRE - 6MM X 6 LUGS 10PKT | Alpha Electrical |  | 32 | 4 | 0 | 20 | 0 | 0
13-12 | CABTYRE - 6MM X 8 LUGS 10PKT | Alpha Electrical |  | 52 | 4 | 0 | 20 | 0 | 0
13001 | KIT TE 150/6 Roof Mounting |  | FM - VORTICE | 0 | 1 | 0 | 2 | 0 | 0
13002 | KIT TE 230/9 Roof Mounting |  | FM - VORTICE | 0 | 1 | 0 | 2 | 0 | 0
13003 | KIT TE 300/12 Roof Mounting |  | FM - VORTICE | 0 | 1 | 0 | 2 | 0 | 0
13028 | KIT TC 230/9 | Vortice Elettrosociali SpA | FM - VORTICE | 0 | 2 | 0 | 5 | 0 | 0
132B0100 | OPT MICRO LCP DISPLAY W/O POTENTIOM | Bearing Man Group |  | 597.32 | 2 | 0 | 4 | 0 | 0
1350439 | HCT/EC- 63-4T-3 IE5 |  |  | 0 | 1 | 0 | 2 | 0 | 0
1352297 | SC-1250/1200 |  |  | 0 | 1 | 0 | 2 | 0 | 0
1353233 | KIT BOXSMART-7100 - 230V. -1D |  |  | 85950 | 1 | 0 | 2 | 0 | 0
1353244 | KIT BOXSMART-7100 - 230V. -2D |  |  | 102240 | 1 | 0 | 2 | 0 | 0
1355136 | HGT-125-4T/12-60 400/690V. IE3 |  |  | 0 | 1 | 0 | 2 | 0 | 0
1373000218 | MOTORE GM-63A4 B143F TC10 - TIRACAMINO MOTOR | Vortice Elettrosociali SpA | FM - VORTICE | 1330.13 | 3 | 0 | 9 | 0 | 0
13mm X 8mm | A 2100 | Bluetech Fans (Pty) Ltd |  | 250 | 12 | 0 | 32 | 0 | 0
1400mm | Twin Stage Fan c/w 90kw 4Pole (1400rpm) 550V motor |  |  | 0 | 1 | 0 | 2 | 0 | 0
1400mm BM | 1400mm Bellmouth |  |  | 0 | 1 | 0 | 2 | 0 | 0
1400mm Inlet | and Discharge Screen |  |  | 0 | 1 | 0 | 2 | 0 | 0
15-1 | TI8R BLK - T18R CABLE TIES BLACK 100MMX2 | Atlantic Lighting & Electrical distributors |  | 14.85 | 1 | 0 | 5 | 0 | 0
15-5 | T50R BLACK - T50R CABLE TIES BLACK 198MMX4 | Atlantic Lighting & Electrical distributors |  | 48.51 | 2 | 0 | 8 | 0 | 0
15000 | Tiracamino Chimney Fan for Chimney Tops | Vortice Elettrosociali SpA | FM - VORTICE | 5798.62 | 4 | 0 | 14 | 0 | 0
1500W | TERAL 17.5KG | INTROWELD CC |  | 1130.43 | 3 | 0 | 15 | 0 | 0
1501 | ARCAL SPEED 50L CYLINDER 17.5KG | INTROWELD CC | FABRICATION | 1130.43 | 1 | 0 | 5 | 0 | 0
1502479 | HTMH-71-4T-4 220/380V. 60Hz IE3 | SODECA |  | 21774.6 | 54 | 0 | 94 | 0 | 0
1503625 | CA/LINE/EC-10 |  |  | 0 | 1 | 0 | 2 | 0 | 0
1503633 | CA/LINE/EC-31 50/60Hz. | SODECA |  | 4281.64 | 1 | 0 | 3 | 0 | 0
1503634 | CA/LINE/EC-35 50/60Hz. |  |  | 0 | 1 | 0 | 2 | 0 | 0
150NB x 130mm | Style 15 Linkflex 100% (Inner & Outer Tube) EPDM rubber bellows c/w mild steel electro |  |  | 3995 | 1 | 0 | 2 | 0 | 0
150T300 | 150 Diam Tube Silencer 300L |  | FM - DONKIN | 0 | 1 | 0 | 2 | 0 | 0
150T600 | 150 Diam Tube Silencer 600L | Attenu-Tec | FM - DONKIN | 474.88 | 2 | 0 | 10 | 0 | 0
150T900 | 150 Diam Tube Silencer 900L | Attenu-Tec |  | 556 | 4 | 0 | 22 | 0 | 0
1511521 | AT 15/11 SC - Single Unit |  | FM - NICOTRA | 0 | 1 | 0 | 2 | 0 | 0
1515521 | AT 15/15 SC - Single Unit | Regal Beloit Italy S.p.A - Nicotra . | FM - NICOTRA | 3222 | 1 | 0 | 3 | 0 | 0
1515522 | AT 15/15 SC2 - Double Unit |  | FM - NICOTRA | 0 | 1 | 0 | 2 | 0 | 0
15928 | Repair CMP-1025-2T-3 ( ROS Del Note 15928) |  |  | 0 | 1 | 0 | 2 | 0 | 0
1600CF | 1600 Diam Counter Flange | Air Speration | C/FLANGE | 1358.93 | 1 | 0 | 3 | 0 | 0
1600FC | 1600 Diam Flexible Connection | Air Speration | FM - DONKIN | 12757.61 | 2 | 0 | 4 | 0 | 0
1600HVJ-2S | 1600 Diam Vertical Discharge Unit |  | FM - DONKIN | 0 | 1 | 0 | 2 | 0 | 0
1600HVJ-2SB | 1600 Diam Vertical Discharge BASE |  | FM - DONKIN | 0 | 1 | 0 | 2 | 0 | 0
1600IC | 1600 Dia Inlet Cone |  | Accessories | 0 | 1 | 0 | 5 | 0 | 0
1600ICS | 1600 Dia Inlet Cone Screen |  |  | 0 | 1 | 0 | 2 | 0 | 0
1600MF | 1600 Diam Mounting Feet | Air Speration | M/FEET | 1345.25 | 2 | 0 | 5 | 0 | 0
1600S1.0D | 1600 Diam Silencer 1.0D |  | FM - DONKIN | 0 | 1 | 0 | 2 | 0 | 0
1600S1.0DP | 1600 Diam Silencer 1.0D Poded |  | FM - DONKIN | 0 | 1 | 0 | 2 | 0 | 0
1600S1.5D | 1600 Diam Silencer 1.5D |  | FM - DONKIN | 0 | 1 | 0 | 2 | 0 | 0
1600S1.5DP | 1600 Diam Silencer 1.5D Podded |  | FM - DONKIN | 0 | 1 | 0 | 2 | 0 | 0
1600S2.0D | 1600 Diam Silencer 2.0D |  | FM - DONKIN | 0 | 1 | 0 | 2 | 0 | 0
1600S2.0DP | 1600 Diam Silencer 2.0D Podded |  | FM - DONKIN | 0 | 1 | 0 | 2 | 0 | 0
1600SM1.0D | 1600 Diam Melinex Silencer 1.0D |  | FM - DONKIN | 0 | 1 | 0 | 2 | 0 | 0
1600SM1.0DP | 1600 Diam Melinex Silencer 1.0D Podded |  | FM - DONKIN | 0 | 1 | 0 | 2 | 0 | 0
1600SM1.5D | 1600 Diam Melinex Silencer 1.5D |  | FM - DONKIN | 0 | 1 | 0 | 2 | 0 | 0
1600SM1.5DP | 1600 Diam Melinex Silencer 1.5D Podded |  | FM - DONKIN | 0 | 1 | 0 | 2 | 0 | 0
1600SM2.0D | 1600 Diam Melinex Silencer 2.0D |  | FM - DONKIN | 0 | 1 | 0 | 2 | 0 | 0
1600SM2.0DP | 1600 Diam Melinex Silencer 2.0D Podded |  | FM - DONKIN | 0 | 1 | 0 | 2 | 0 | 0
16039 | CA 250 VO In-Line Tube Fan Plastic Casing | Vortice Elettrosociali SpA |  | 2555.16 | 1 | 0 | 2 | 0 | 0
1609CL | 160/9 Clamp - to suit, 14mm, 19mm, 24mm and 28mm bore hubs | CFW Fans (Pty) Ltd | FM - IMPELLER | 235 | 8 | 0 | 40 | 0 | 0
1609H14 | 160/9 Hub - 14mm | CFW Fans (Pty) Ltd | FM - IMPELLER | 270 | 3 | 0 | 14 | 0 | 0
1609H19 | 160/9 Hub - 19mm | CFW Fans (Pty) Ltd | FM - IMPELLER | 270 | 2 | 0 | 12 | 0 | 0
1609H24 | 160/9 Hub - 24mm | CFW Fans (Pty) Ltd | FM - IMPELLER | 270 | 2 | 0 | 10 | 0 | 0
1609H28 | 160/9 Hub - 28mm | CFW Fans (Pty) Ltd | FM - IMPELLER | 270 | 2 | 0 | 8 | 0 | 0
160T300 | 160 Diam Tube Silencer 300L |  | FM - DONKIN | 0 | 1 | 0 | 2 | 0 | 0
160T600 | 160 Diam Tube Silencer 600L |  | FM - DONKIN | 0 | 1 | 0 | 2 | 0 | 0
160W, 230V, 4500m3/hr, 40lt | Evaporative Air Cooler |  | Accessories | 0 | 1 | 0 | 2 | 0 | 0
160X3SPA | PULLEY FRICTION BELT V-WEDGE 3 GROOVE SPA 2517 TAPER 160MM FENNER | Bearing Man Group |  | 474.51 | 1 | 0 | 3 | 0 | 0
1610X25MM. | TAPER LOCK BUSH METRIC 1610 25MM FENNER | Bearing Man Group |  | 72.31 | 1 | 0 | 5 | 0 | 0
1610X28MM. | Taper Lock Bush Metric 1610 28mm FE | Bearing Man Group |  | 74.83 | 1 | 0 | 4 | 0 | 0
1610X38MM | TAPER LOCK BUSH METRIC 1610 38MM FENNER | Bearing Man Group |  | 77.68 | 1 | 0 | 2 | 0 | 0
16183 | CA 150 MD E RF | Vortice Elettrosociali SpA |  | 3263.14 | 2 | 0 | 6 | 0 | 0
16185 | CA 200 MD E RF |  | FM - VORTICE | 0 | 1 | 0 | 2 | 0 | 0
16702 | PRA GLD FLP TTECH SWA D/COMP NO1 M20 | Pratley (Pty) Ltd |  | 247.02 | 2 | 0 | 10 | 0 | 0
168-37 | FAS3212LF RIVET FA - 3.2MMX12MM POP RIVETS | Atlantic Lighting & Electrical distributors |  | 47.03 | 2 | 0 | 10 | 0 | 0
17001 | LINEO 100 VO |  | FM - VORTICE | 0 | 1 | 0 | 2 | 0 | 0
17004 | LINEO 160 VO |  | FM - VORTICE | 0 | 1 | 0 | 2 | 0 | 0
17005 | LINEO 1000 VO |  | FM - VORTICE | 0 | 1 | 0 | 2 | 0 | 0
17009 | LINEO 250 VO |  | FM - VORTICE | 0 | 1 | 0 | 2 | 0 | 0
17013 | LINEO 125 VO KIT |  | FM - VORTICE | 0 | 1 | 0 | 2 | 0 | 0
17021 | LINEO 100 TVO |  | FM - VORTICE | 0 | 1 | 0 | 2 | 0 | 0
17022 | LINEO 125 TVO |  | FM - VORTICE | 0 | 1 | 0 | 2 | 0 | 0
17023 | LINEO 150 TVO |  | FM - VORTICE | 0 | 1 | 0 | 2 | 0 | 0
17143 | LINEO 100 Q |  | FM - VORTICE | 0 | 1 | 0 | 2 | 0 | 0
17144 | LINEO 100 |  | FM - VORTICE | 0 | 1 | 0 | 4 | 0 | 0
17145 | LINEO 125 | Vortice Elettrosociali SpA | FM - VORTICE | 1177.92 | 1 | 0 | 3 | 0 | 0
17146 | LINEO 150 | Vortice Elettrosociali SpA | FM - VORTICE | 1329.45 | 2 | 0 | 7 | 0 | 0
17147 | LINEO 160 |  | FM - VORTICE | 0 | 1 | 0 | 2 | 0 | 0
17148 | LINEO 200 Q | Vortice Elettrosociali SpA | FM - VORTICE | 1397.64 | 11 | 0 | 27 | 0 | 0
17149 | LINEO 250 Q |  | FM - VORTICE | 0 | 1 | 0 | 2 | 0 | 0
17160 | LINEO 100 QUIET | Vortice Elettrosociali SpA | FM - VORTICE | 442.78 | 1 | 0 | 3 | 0 | 0
17161 | LINEO 125 QUIET | Vortice Elettrosociali SpA | FM - VORTICE | 1513.62 | 2 | 0 | 5 | 0 | 0
17162 | LINEO 150 QUIET | Vortice Elettrosociali SpA | FM - VORTICE | 1762.95 | 2 | 0 | 7 | 0 | 0
17163 | LINEO 160 QUIET |  | FM - VORTICE | 0 | 1 | 0 | 2 | 0 | 0
17164 | LINEO 200 QUIET | Vortice Elettrosociali SpA | FM - VORTICE | 2488.4 | 2 | 0 | 7 | 0 | 0
17165 | LINEO 250 QUIET | Vortice Elettrosociali SpA | FM - VORTICE | 5043.15 | 2 | 0 | 8 | 0 | 0
17166 | LINEO 315 QUIET | Vortice Elettrosociali SpA | FM - VORTICE | 6627.02 | 1 | 0 | 5 | 0 | 0
17177 | LINEO 200 T |  | FM - VORTICE | 0 | 1 | 0 | 2 | 0 | 0
17180 | LINEO 200 | Vortice Elettrosociali SpA | FM - VORTICE | 1644.45 | 2 | 0 | 6 | 0 | 0
17181 | LINEO 250 | Vortice Elettrosociali SpA | FM - VORTICE | 2207.34 | 1 | 0 | 2 | 0 | 0
17182 | LINEO 315 | Vortice Elettrosociali SpA | FM - VORTICE | 3058.29 | 3 | 0 | 10 | 0 | 0
17184 | LINEO 100 Q T |  | FM - VORTICE | 0 | 1 | 0 | 2 | 0 | 0
17185 | LINEO 100 T |  | FM - VORTICE | 0 | 2 | 0 | 10 | 0 | 0
17186 | LINEO 125 T |  | FM - VORTICE | 0 | 1 | 0 | 2 | 0 | 0
17187 | LINEO 150 T |  | FM - VORTICE | 0 | 1 | 0 | 2 | 0 | 0
17188 | LINEO 160 T |  | FM - VORTICE | 0 | 1 | 0 | 2 | 0 | 0
1813521 | AT 18/13 SC - Single Unit | Regal Beloit Italy S.p.A - Nicotra . | FM - NICOTRA | 2705.32 | 1 | 0 | 2 | 0 | 0
1818521 | AT 18/18 SC - Single Unit | Apache Manufacturing CC | FM - NICOTRA | 4085.58 | 1 | 0 | 2 | 0 | 0
1818522 | AT 18/18 SC2 - Double Unit |  | FM - NICOTRA | 0 | 1 | 0 | 2 | 0 | 0
18INLET-CONE | 18 Inch Inlet Cone | Centrifab (Pty) Ltd |  | 630 | 1 | 0 | 2 | 0 | 0
1920 | RENTAL MONTHLY | INTROWELD CC |  | 208.69 | 3 | 0 | 15 | 0 | 0
19220 | METAL DRY AUTOMATIC |  |  | 0 | 1 | 0 | 2 | 0 | 0
19404 | KTEX 50-30-4 |  |  | 0 | 1 | 0 | 2 | 0 | 0
194832 | M10 FLAT WASHER DIN 125A ZINC BLUE (10 .5i/dx20o/dX2thk) | M&D SPECIALISED FASTENERS (PTY) LTD |  | 0.2 | 44 | 0 | 218 | 0 | 0
194843 | M12 FLAT WASHER DIN 125A ZINC BLUE (13i/d x 24o/d x 2 .5 thk) | M&D SPECIALISED FASTENERS (PTY) LTD | FASTENERS | 0.4 | 156 | 0 | 778 | 0 | 0
194856 | M16 FLAT WASHER DIN 125A ZINC BLUE (17i/d x 30o/d X 3thk) | M&D SPECIALISED FASTENERS (PTY) LTD | FASTENERS | 0.8 | 400 | 0 | 2000 | 0 | 0
194916 | M6 (6.4 X12X1.6) FLAT WASHER DIN 125A ZINC BLUE | M&D SPECIALISED FASTENERS (PTY) LTD | FASTENERS | 0.08 | 150 | 0 | 750 | 0 | 0
194925 | M8 FLAT WASHER DIN 125A ZINC BLUE (8 . 4ID*16OD*1 . 6THICK) | M&D SPECIALISED FASTENERS (PTY) LTD |  | 0.12 | 80 | 0 | 400 | 0 | 0
2.2 kW VSD | 2.2kW Variable Speed Controller |  | VSD | 0 | 1 | 0 | 2 | 0 | 0
2.2 kw VSD | Speed controller | AM SYSTEMS INTEGRATIONS (PTY) LTD |  | 0 | 3 | 0 | 9 | 0 | 0
2.223PM | 2.2kW 2P 380V Pad Mount Motor | ACTOM | FM - MOTOR | 2225.53 | 2 | 0 | 5 | 0 | 8
2.243FM | 2.2kW 4P 380V Foot Mount Motor | ACTOM |  | 2509.5 | 1 | 0 | 2 | 0 | 0
2.243PM | 2.2kW 4P 380V Pad Mount Motor | ACTOM | FM - MOTOR | 2652.15 | 3 | 0 | 10 | 0 | 20
2.263PM | 2.2kW 6P 380V Pad Mount Motor |  |  | 0 | 1 | 0 | 2 | 0 | 0
2.2kW VSD ENC. | 2.2kW Variable Speed Drive Enclosure | AM SYSTEMS INTEGRATIONS (PTY) LTD | VSD | 7618.69 | 1 | 0 | 3 | 0 | 0
200220VSD | 220kW 220V VSD |  |  | 5000 | 1 | 0 | 2 | 0 | 0
200LS | Louvre Shutter |  |  | 0 | 3 | 0 | 15 | 0 | 0
200T1200 | 200 Diam Tube Silencer 1200L | Attenu-Tec |  | 727 | 8 | 0 | 40 | 0 | 0
200T300 | 200 Diam Tube Silencer 300L |  | FM - DONKIN | 0 | 1 | 0 | 2 | 0 | 0
200T600 | 200 Diam Tube Silencer 600L | Attenu-Tec | FM - DONKIN | 533 | 4 | 0 | 18 | 0 | 0
200T900 | 200 Diam Tube Silencer 900L | Attenu-Tec | FM - DONKIN | 623 | 2 | 0 | 10 | 0 | 0
2012X25MM. | TAPER LOCK BUSH METRIC 2012 25MM FENNER | Bearing Man Group |  | 100.65 | 1 | 0 | 2 | 0 | 0
2012X38MM | TAPER LOCK BUSH METRIC 2012 38MM FENNER | Bearing Man Group |  | 102.04 | 1 | 0 | 3 | 0 | 0
21113 | GV2 ME04 |  |  | 0 | 1 | 0 | 2 | 0 | 0
214165 | M10X25X2 FLAT WASHER Z/BLUE | M&D SPECIALISED FASTENERS (PTY) LTD |  | 0.5 | 50 | 0 | 250 | 0 | 0
214899 | M12X30X3 FLAT WASHER Z/BLUE | M&D SPECIALISED FASTENERS (PTY) LTD |  | 0.8 | 50 | 0 | 250 | 0 | 0
220025 | M8 . 4*20*3 FLAT WASHER Z/BLUE | M&D SPECIALISED FASTENERS (PTY) LTD |  | 1.8 | 50 | 0 | 250 | 0 | 0
22010 | 100 Wall Fans |  | FM - VORTICE | 0 | 1 | 0 | 4 | 0 | 0
22020 | 120/150 Wall Fixed Grills | Vortice Elettrosociali SpA | FM - VORTICE | 35.35 | 4 | 0 | 15 | 0 | 0
22131 | F 100 / 4 WINDOW KIT |  | FM - VORTICE | 0 | 1 | 0 | 2 | 0 | 0
22132 | F 120 / 5 WINDOW KIT |  | FM - VORTICE | 0 | 1 | 0 | 2 | 0 | 0
22133 | F 150 / 6 WINDOW KIT |  | FM - VORTICE | 0 | 1 | 0 | 2 | 0 | 0
221331 | M150/6 Spare Motor |  |  | 0 | 1 | 0 | 2 | 0 | 0
22154 | S 100 / 4 CEILING KIT |  | FM - VORTICE | 0 | 1 | 0 | 2 | 0 | 0
22155 | S 120 / 5 CEILING KIT |  | FM - VORTICE | 0 | 1 | 0 | 2 | 0 | 0
22156 | S 150 / 6 CEILING KIT |  | FM - VORTICE | 0 | 1 | 0 | 2 | 0 | 0
22165 | FG 100 FIXED GRILLE (VOR 22165) |  | FM - VORTICE | 47.94 | 1 | 0 | 2 | 0 | 0
22167 | FG 150 FIXED GRILLE (VOR 22167) |  | FM - VORTICE | 31.15 | 1 | 0 | 2 | 0 | 0
2243FM | 22kW 4P 380V Foot Mount Motor | ACTOM | FM - DONKIN | 16260 | 2 | 0 | 6 | 0 | 0
22668 | CA-FU 125 |  | FM - VORTICE | 0 | 1 | 0 | 2 | 0 | 0
227205 | CSK ALLEN CAP SCREW MECH | M&D SPECIALISED FASTENERS (PTY) LTD | FASTENERS | 4.8 | 1 | 0 | 3 | 0 | 0
22M16X150 | M16 X 150 HT Setscrews | MADAN Engineering cc |  | 26 | 6 | 0 | 22 | 0 | 0
235829 | M16*120 HT HEX BOLT Z/BLUE | M&D SPECIALISED FASTENERS (PTY) LTD |  | 16 | 2 | 0 | 10 | 0 | 0
237756 | M10*16 HT HEX SET SCREW Z/BLUE | M&D SPECIALISED FASTENERS (PTY) LTD |  | 1.8 | 9 | 0 | 45 | 0 | 0
237939 | M12*20 HT HEX SET SCREW Z/BLUE 12X20 933 8.8 ZB | M&D SPECIALISED FASTENERS (PTY) LTD |  | 3 | 80 | 0 | 400 | 0 | 0
237993 | M12*40 HT HEX SET SCREW Z/BLUE |  |  | 4 | 1 | 0 | 2 | 0 | 0
238028 | M12*60 HT HEX SET SCREW Z/BLUE | M&D SPECIALISED FASTENERS (PTY) LTD |  | 4.4 | 7 | 0 | 36 | 0 | 0
238062 | M12*90 HT HEX SET SCREW Z/BLUE | M&D SPECIALISED FASTENERS (PTY) LTD |  | 5.9 | 7 | 0 | 35 | 0 | 0
238152 | M16*100 HT HEX SET SCREW Z/BLUE | M&D SPECIALISED FASTENERS (PTY) LTD |  | 12.5 | 5 | 0 | 25 | 0 | 0
238166 | M16*120 HT HEX SET SCREW Z/BLUE | M&D SPECIALISED FASTENERS (PTY) LTD |  | 18 | 17 | 0 | 84 | 0 | 0
238185 | M16*150 HT HEX SET SCREW ZINC BLUE | M&D SPECIALISED FASTENERS (PTY) LTD |  | 20 | 30 | 0 | 150 | 0 | 0
238307 | M16*80 HT HEX SET SCREW Z/BLUE | M&D SPECIALISED FASTENERS (PTY) LTD |  | 11 | 14 | 0 | 54 | 0 | 0
239044 | M5*16 HT HEX SET SCREW Z/BLUE | M&D SPECIALISED FASTENERS (PTY) LTD |  | 0.4 | 100 | 0 | 500 | 0 | 0
239158 | M6*25 HT HEX SET SCREW Z/BLUE | M&D SPECIALISED FASTENERS (PTY) LTD | FASTENERS | 0.65 | 150 | 0 | 750 | 0 | 0
239281 | M8*16 HT SET SCREW Z/BLUE | M&D SPECIALISED FASTENERS (PTY) LTD |  | 0.9 | 80 | 0 | 400 | 0 | 0
241419 | M10 (10.5X20X2) DIN 125 FLAT WASHER S/S 304 - A2 | M&D SPECIALISED FASTENERS (PTY) LTD |  | 0.4 | 60 | 0 | 300 | 0 | 0
241420 | M12 FLAT WASHER DIN 125A - (13i/dX24o/dX2.5thk) S/S 304 - A2 | M&D SPECIALISED FASTENERS (PTY) LTD | FASTENERS | 0.8 | 166 | 0 | 830 | 0 | 0
241421 | M16 (17X30X3) FLAT WASHER DIN 125A S/S 304 - A2 | M&D SPECIALISED FASTENERS (PTY) LTD |  | 1.3 | 140 | 0 | 700 | 0 | 0
241440 | M5 FLAT WASHER DIN 125A S/S 304 - A2 -(5.3i/d X 10o/d X 1thk) | M&D SPECIALISED FASTENERS (PTY) LTD |  | 0.06 | 60 | 0 | 300 | 0 | 0
241442 | M6 FLAT WASHER DIN 125A S/S 304 - A2 - (6.4X12.5X1.6) | M&D SPECIALISED FASTENERS (PTY) LTD |  | 0.15 | 60 | 0 | 300 | 0 | 0
244896 | M10*25 HEX SET SCREW S/S 304 - A2 | M&D SPECIALISED FASTENERS (PTY) LTD |  | 3 | 60 | 0 | 300 | 0 | 0
244949 | M12*25 HEX SET SCREW S/S A2 - 304 | M&D SPECIALISED FASTENERS (PTY) LTD |  | 4.5 | 60 | 0 | 300 | 0 | 0
244999 | M16X120 A2 HEX SET SCREW | M&D SPECIALISED FASTENERS (PTY) LTD |  | 45 | 40 | 0 | 200 | 0 | 0
245022 | M16*60 HEX SET SCREW S/S A2 - 304 | M&D SPECIALISED FASTENERS (PTY) LTD |  | 15 | 4 | 0 | 20 | 0 | 0
245035 | M16*90 A2 HEX SET SCREW | M&D SPECIALISED FASTENERS (PTY) LTD |  | 20 | 4 | 0 | 20 | 0 | 0
2450x1225x2mm | HR Sheet CQ 2450x1225x2mm | NJR STEEL - ALRODE (PTY) LTD | FABRICATION | 701.44 | 2 | 0 | 10 | 0 | 0
2450x1225x3mm | HR Sheet SAE1008 2450x1225x3 | NJR STEEL - ALRODE (PTY) LTD | FABRICATION | 1067.28 | 1 | 0 | 2 | 0 | 0
2450x1225x4mm | HR Sheet CQ 2450x1225x4 mm | NJR STEEL - ALRODE (PTY) LTD | FM - FABRICATION | 1418.1 | 1 | 0 | 5 | 0 | 0
245199 | M5*16 HEX SET SCREW S/S 304 - A2 | M&D SPECIALISED FASTENERS (PTY) LTD | FASTENERS | 0.65 | 210 | 0 | 1050 | 0 | 0
245232 | M6*16 A2 HEX SET SCREW | M&D SPECIALISED FASTENERS (PTY) LTD | FASTENERS | 0.8 | 210 | 0 | 1050 | 0 | 0
245328 | M12 HEX NUT S/S 304 - A2 | M&D SPECIALISED FASTENERS (PTY) LTD |  | 1.8 | 72 | 0 | 360 | 0 | 0
245333 | M16 HEX NUT S/S A2 304 | M&D SPECIALISED FASTENERS (PTY) LTD |  | 3.5 | 120 | 0 | 600 | 0 | 0
245381 | M5 HEX NUTS S/S 304 - A2 | M&D SPECIALISED FASTENERS (PTY) LTD | FASTENERS | 0.2 | 150 | 0 | 750 | 0 | 0
245388 | M6 HEX NUT S/S 304 - A2 | M&D SPECIALISED FASTENERS (PTY) LTD |  | 0.3 | 150 | 0 | 750 | 0 | 0
24VDC | 24VDV, KL, Plug, 119x119x38mm, Compact fan |  |  | 0 | 1 | 0 | 2 | 0 | 0
25.4*6-2RTUBE | 25,4*1.6-2mm Round Tube Die Set (Die CLR 93mm) | Strongman Metal Tools CC | FM - FABRICATION | 2699 | 1 | 0 | 2 | 0 | 0
250 WL | Weather Louvre |  |  | 0 | 1 | 0 | 2 | 0 | 0
250/355 WC | Wall Cowl Galvanized | Attenu-Tec HVAC Parts |  | 653 | 2 | 0 | 8 | 0 | 0
25001 | PRA BLANKING PLUG FLP Exd 20mm | Pratley (Pty) Ltd |  | 54.56 | 1 | 0 | 5 | 0 | 0
25012CL | 250/12 Clamp - to suit, 38mm and 42mm bore hubs | CFW Fans (Pty) Ltd | FM - IMPELLER | 297 | 2 | 0 | 9 | 0 | 0
25012H19 | 250/12 Hub - 19mm | CFW Fans (Pty) Ltd | FM - IMPELLER | 384 | 2 | 0 | 10 | 0 | 0
25012H24 | 250/12 Hub - 24mm bore | CFW Fans (Pty) Ltd | FM - IMPELLER | 384 | 1 | 0 | 5 | 0 | 0
25012H28 | 250/12 Hub - 28mm bore | CFW Fans (Pty) Ltd | FM - IMPELLER | 384 | 2 | 0 | 8 | 0 | 0
25012H38 | 250/12 Hub - 38mm | CFW Fans (Pty) Ltd | FM - IMPELLER | 384 | 1 | 0 | 2 | 0 | 0
25012H42 | 250/12 Hub - 42mm | CFW Fans (Pty) Ltd | FM - IMPELLER | 384 | 3 | 0 | 15 | 0 | 0
250LS | Louvre Shutter |  |  | 0 | 1 | 0 | 2 | 0 | 0
250T1200 | 250 Diam Tube Silencer 1200L | Attenu-Tec |  | 818 | 2 | 0 | 8 | 0 | 0
250T300 | 250 Diam Tube Silencer 300L |  | FM - DONKIN | 0 | 1 | 0 | 2 | 0 | 0
250T600 | 250 Diam Tube Silencer 600L | Attenu-Tec | FM - DONKIN | 595 | 2 | 0 | 12 | 0 | 0
2517X25MM. | TAPER LOCK BUSH METRIC 2517 25MM FENNER | Bearing Man Group |  | 159.27 | 10 | 0 | 20 | 0 | 0
2517X28MM | TAPER LOCK BUSH METRIC 2517 28MM FENNER | Bearing Man Group |  | 154.81 | 1 | 0 | 2 | 0 | 0
2517X35MM | TAPER LOCK BUSH METRIC 2517 35MM FENNER | Bearing Man Group |  | 170.11 | 1 | 0 | 5 | 0 | 0
255557 | Stop Start Panel - ABB |  |  | 0 | 1 | 0 | 2 | 0 | 0
257799 | M10 DIN 934 GRADE 8.8 HEX NUT - Satinless Steel | M&D SPECIALISED FASTENERS (PTY) LTD |  | 1.5 | 60 | 0 | 300 | 0 | 0
257855 | M16 GR8 HEX NUT Z/BLUE | M&D SPECIALISED FASTENERS (PTY) LTD |  | 1.88 | 34 | 0 | 170 | 0 | 0
258032 | M5 HT HEX NUT Z/BLUE | M&D SPECIALISED FASTENERS (PTY) LTD |  | 0.15 | 100 | 0 | 500 | 0 | 0
258205 | M12 HT NYLOCK NUT | M&D SPECIALISED FASTENERS (PTY) LTD |  | 0.9 | 20 | 0 | 100 | 0 | 0
258306 | M6 HT NYLOCK NUT | M&D SPECIALISED FASTENERS (PTY) LTD |  | 0.2 | 15 | 0 | 74 | 0 | 0
25CA10 | Manifold Filter 5'' |  |  | 0 | 1 | 0 | 2 | 0 | 0
25FF10J20 | Filtro - FLANGIA DN100 - CON 2 PRESE DI PRESSIONE 1/4 GAS E TAPPI - Item Code: FF10J20 |  |  | 0 | 1 | 0 | 2 | 0 | 0
25FL10 | Filter FL10 |  |  | 0 | 1 | 0 | 2 | 0 | 0
25FL8 | FILTER FL8 |  |  | 0 | 1 | 0 | 2 | 0 | 0
25FL9 | Filter FL9 |  |  | 0 | 1 | 0 | 2 | 0 | 0
25FM10. | FLEXIBLE SLEEVE FM 10 |  |  | 0 | 1 | 0 | 2 | 0 | 0
25FM8 | Flexible Sleeve FM 8 |  |  | 0 | 1 | 0 | 2 | 0 | 0
25MC 040 | PRESSURE GAUGE 0.600 M BAR |  |  | 0 | 1 | 0 | 2 | 0 | 0
25MC040 | PRESSURE GAUGE 0-600 M.BAR |  |  | 0 | 1 | 0 | 2 | 0 | 0
25MC050 | Pressure Gauge 0/+1000 mbar |  |  | 0 | 1 | 0 | 2 | 0 | 0
25MP8 | Sleeve MP 8 with O-Ring |  |  | 0 | 1 | 0 | 2 | 0 | 0
25PV10950 | Valve Holder G5 INOX VRL 9 L50 |  |  | 0 | 1 | 0 | 2 | 0 | 0
25PV8650 | VALVE HOLDER G3'' INOX FOR VRL 6 L50 |  |  | 0 | 1 | 0 | 2 | 0 | 0
25PV9650 | Valve Holder G4'' INOX FOR VRL 6 L50 |  |  | 0 | 1 | 0 | 2 | 0 | 0
25SS8 | SILENCER SS 8 3'' |  |  | 0 | 1 | 0 | 2 | 0 | 0
25SS950 | Silencer SS 9 (4'') GAS L50 |  |  | 0 | 1 | 0 | 2 | 0 | 0
25TR8 | CONNECTOR FOR FILTERS 3'' |  |  | 0 | 1 | 0 | 2 | 0 | 0
25TR9 | Connector For Filter 4'' |  |  | 0 | 1 | 0 | 2 | 0 | 0
25VC10- | NON-RETURN VALVE |  |  | 0 | 1 | 0 | 2 | 0 | 0
25VC8 | CHECK VALVE VC 8 |  |  | 0 | 1 | 0 | 2 | 0 | 0
25VC9 | CHECK VALVE VC9 |  |  | 0 | 1 | 0 | 2 | 0 | 0
25VRL6 G50 | RELIEF VALVE VRL 6 GAS L50 |  |  | 0 | 1 | 0 | 2 | 0 | 0
25VRL6G50 | RELIEF VALVE VRL9 GAS L50 |  |  | 0 | 1 | 0 | 2 | 0 | 0
25VRL6HPG50 | Flow Relief Valve VRL6 HP GAS L50 |  |  | 0 | 1 | 0 | 2 | 0 | 0
25VRL9G50 | RELIEF VALVE VRL9 GAS L50 |  |  | 0 | 1 | 0 | 2 | 0 | 0
26-29 | 4MM RED RING LUGS | Atlantic Lighting & Electrical distributors |  | 83.34 | 2 | 0 | 10 | 0 | 0
26-30 | 5MM RED RING LUGS | Atlantic Lighting & Electrical distributors |  | 86.31 | 2 | 0 | 10 | 0 | 0
26016666640A | HBA 112 T6 c/w 7.5Kw 6P 525V |  |  | 0 | 1 | 0 | 2 | 0 | 0
26025 | DEUMIDO 10 |  | FM - VORTICE | 0 | 1 | 0 | 2 | 0 | 0
26027 | DEUMIDO 20 |  | FM - VORTICE | 0 | 1 | 0 | 2 | 0 | 0
267215 | M12 HEX NUT ZINC BLUE | M&D SPECIALISED FASTENERS (PTY) LTD |  | 1 | 23 | 0 | 114 | 0 | 0
3 MM PLT | Bending | Kart Shop TA Ultimate Laser Cutting |  | 5 | 112 | 0 | 432 | 0 | 0
300 X 300 DG | DOOR GRILLE 300/300 NS NA |  |  | 0 | 1 | 0 | 2 | 0 | 0
300 x 300 filter box | c/w filter, 450 x 450 weather louvre & double deflection grill |  |  | 0 | 1 | 0 | 2 | 0 | 0
3000x1500x1.9mm | HR Sheet CQ 3000x1500x1.9mm | NJR STEEL - ALRODE (PTY) LTD | FM - SHEET | 1052.26 | 1 | 0 | 2 | 0 | 0
3000x1500x3mm | HR Sheet CQ 3000x1500x3mm | NJR STEEL - ALRODE (PTY) LTD |  | 1536.76 | 1 | 0 | 5 | 0 | 0
3000x1500x4mm | HR Sheet CQ 3000x1500x4mm | NJR STEEL - ALRODE (PTY) LTD | FM - FABRICATION | 2024.6 | 1 | 0 | 5 | 0 | 0
300220VSD | 320kW 220V VSD |  |  | 6000 | 1 | 0 | 2 | 0 | 0
300WL | Weather Louvre |  |  | 0 | 1 | 0 | 2 | 0 | 0
30301 | C 10/2 T ATEX II 2G/D h T3/125 X Gb/Db |  | FM - VORTICE | 0 | 1 | 0 | 2 | 0 | 0
30304 | C 15/2 T ATEX II 2G/D h T3/125 X Gb/Db |  | FM - VORTICE | 0 | 1 | 0 | 2 | 0 | 0
30305 | C 20/2 T ATEX II 2G/D h T3/125 X Gb/Db |  | FM - VORTICE | 0 | 1 | 0 | 2 | 0 | 0
30306 | C 25/2 T ATEX II 2G/D h T3/125 X Gb/Db |  | FM - VORTICE | 0 | 1 | 0 | 2 | 0 | 0
30307 | C 30/2 T ATEX II 2G/D h T3/125 X Gb/Db |  | FM - VORTICE | 0 | 1 | 0 | 2 | 0 | 0
30308 | C 30/4 T ATEX II 2G/D h T3/125 X Gb/Db |  | FM - VORTICE | 0 | 1 | 0 | 2 | 0 | 0
30309 | C 31/4 T ATEX II 2G/D h T3/125 X Gb/Db |  | FM - VORTICE | 0 | 1 | 0 | 2 | 0 | 0
30310 | C 35/4 T ATEX II 2G/D h T3/125 X Gb/Db |  | FM - VORTICE | 0 | 1 | 0 | 2 | 0 | 0
30311 | C 37/4 T ATEX II 2G/D h T3/125 X Gb/Db |  | FM - VORTICE | 0 | 1 | 0 | 2 | 0 | 0
30630189P16 | Majax-2 Screen |  |  | 0 | 1 | 0 | 2 | 0 | 0
315 LS | Louvre Shutter |  |  | 0 | 1 | 0 | 2 | 0 | 0
315-560AVMS | 315 to 560 NDA RED ANeoprene Floor Mounts | Seal 'N Devices (Pty) Ltd | FM - DONKIN | 42.94 | 24 | 0 | 118 | 0 | 0
315CF | 315 Diam Counter Flange | Attenu-Tec HVAC Parts | FM - C/FLANGE | 76.19 | 7 | 0 | 27 | 0 | 0
315FC | 315 Diam Flexible Connection | Attenu-Tec | FM - DONKIN | 142.96 | 1 | 0 | 2 | 0 | 0
315HVJ-2S | 315 Diam Vertical Discharge Unit |  | FM - DONKIN | 0 | 1 | 0 | 2 | 0 | 0
315HVJ-2SB | 315 Diam Vertical Discharge BASE |  | FM - DONKIN | 0 | 1 | 0 | 2 | 0 | 0
315MBP01 | 1-0350-240-P01 - 315 Motor Bracket | Mafilisti Trading and Projects (Pty) Ltd |  | 28.55 | 10 | 0 | 48 | 0 | 0
315MF | 315 Diam Mounting Feet | Attenu-Tec HVAC Parts | FM - M/FEET | 0 | 7 | 0 | 28 | 0 | 0
315PLT315-2MM | 315 Casing Sheet - 995 x 315 - 2mm | NJR STEEL - ALRODE (PTY) LTD | CASING | 133 | 5 | 0 | 25 | 0 | 6
315S1.0D | 315 Diam Silencer 1.0D |  | FM - DONKIN | 0 | 1 | 0 | 2 | 0 | 0
315S1.0DP | 315 Diam Silencer 1.0D Podded | Attenu-Tec | FM - DONKIN | 1425 | 1 | 0 | 2 | 0 | 0
315S1.5D | 315 Diam Silencer 1.5D |  | FM - DONKIN | 0 | 1 | 0 | 2 | 0 | 0
315S1.5DP | 315 Diam Silencer 1.5D Podded | Attenu-Tec | FM - DONKIN | 1340 | 3 | 0 | 12 | 0 | 0
315S2.0D | 315 Diam Silencer 2.0D |  | FM - DONKIN | 0 | 1 | 0 | 2 | 0 | 0
315S2.0DP | 315 Diam Silencer 2.0D Podded | Attenu-Tec | FM - DONKIN | 1695 | 1 | 0 | 3 | 0 | 0
315SC | 315mm Dia HDG Screen |  |  | 0 | 1 | 0 | 2 | 0 | 0
315SM1.0D | 315 Diam Melinex Silencer 1.0D |  | FM - DONKIN | 0 | 1 | 0 | 2 | 0 | 0
315SM1.0DP | 315 Diam Melinex Silencer 1.0D Podded |  | FM - DONKIN | 0 | 1 | 0 | 2 | 0 | 0
315SM1.5D | 315 Diam Melinex Silencer 1.5D |  | FM - DONKIN | 0 | 1 | 0 | 2 | 0 | 0
315SM1.5DP | 315 Diam Melinex Silencer 1.5D Podded | Attenu-Tec | FM - DONKIN | 1270 | 3 | 0 | 7 | 0 | 0
315SM2.0D | 315 Diam Melinex Silencer 2.0D |  | FM - DONKIN | 0 | 1 | 0 | 2 | 0 | 0
315SM2.0DP | 315 Diam Melinex Silencer 2.0D Podded |  | FM - DONKIN | 0 | 1 | 0 | 2 | 0 | 0
315T300 | 315 Diam Tube Silencer 300L | Attenu-Tec | FM - DONKIN | 414 | 5 | 0 | 25 | 0 | 0
315T600 | 315 Diam Tube Silencer 600L | Attenu-Tec | FM - DONKIN | 679 | 7 | 0 | 30 | 0 | 0
315T900 | 315 Diam Tube Silencer 900L | Attenu-Tec | FM - DONKIN | 793 | 1 | 0 | 2 | 0 | 0
32*2-RTUBE | 32*2 mm Round Tube Die Set (Die CLR 125mm) | Strongman Metal Tools CC | FM - FABRICATION | 4799 | 1 | 0 | 2 | 0 | 0
320 x 280 x 80 | 220V KL Plug - 250HL0601 |  |  | 0 | 1 | 0 | 2 | 0 | 0
323PM | 3kW 2P 380V Pad Mount Motor | ACTOM | FM - MOTOR | 3047.61 | 1 | 0 | 3 | 0 | 3
33353 | C30/4T |  | FM - VORTICE | 0 | 1 | 0 | 2 | 0 | 0
33355 | C31/4T |  | FM - VORTICE | 0 | 1 | 0 | 2 | 0 | 0
343FM | 3kW 4P 380V Foot Mount Motor | ACTOM |  | 3406 | 6 | 0 | 18 | 0 | 0
343PM | 3kW 4P 380V Pad Mount Motor | ACTOM | FM - MOTOR | 3012.02 | 3 | 0 | 9 | 0 | 6
350 LV | Louvre Shutter |  |  | 0 | 1 | 0 | 4 | 0 | 0
350 x 350 filter box | c/w filter, 450 x 450 weather louvre & double deflection grill |  |  | 0 | 1 | 0 | 2 | 0 | 0
355CF | 355 Diam Counter Flange |  | FM - DONKIN | 0 | 1 | 0 | 2 | 0 | 0
355FC | 355 Diam Flexible Connection |  | FM - DONKIN | 0 | 1 | 0 | 2 | 0 | 0
355HVJ-2S | 355 Diam Vertical Discharge Unit |  | FM - DONKIN | 0 | 1 | 0 | 2 | 0 | 0
355HVJ-2SB | 355 Diam Vertical Discharge BASE |  | FM - DONKIN | 0 | 1 | 0 | 2 | 0 | 0
355MF | 355 Diam Mounting Feet | Attenu-Tec HVAC Parts | M/FEET | 90.15 | 6 | 0 | 14 | 0 | 0
355S1.0D | 355 Diam Silencer 1.0D |  | FM - DONKIN | 0 | 1 | 0 | 2 | 0 | 0
355S1.0DP | 355 Diam Silencer 1.0D Podded |  | FM - DONKIN | 0 | 1 | 0 | 2 | 0 | 0
355S1.5D | 355 Diam Silencer 1.5D |  | FM - DONKIN | 0 | 1 | 0 | 2 | 0 | 0
355S1.5DP | 355 Diam Silencer 1.5D Podded |  | FM - DONKIN | 0 | 1 | 0 | 2 | 0 | 0
355S2.0D | 355 Diam Silencer 2.0D |  | FM - DONKIN | 0 | 1 | 0 | 2 | 0 | 0
355S2.0DP | 355 Diam Silencer 2.0D Podded |  | FM - DONKIN | 0 | 1 | 0 | 2 | 0 | 0
355SM1.0D | 355 Diam Melinex Silencer 1.0D |  | FM - DONKIN | 0 | 1 | 0 | 2 | 0 | 0
355SM1.0DP | 355 Diam Melinex Silencer 1.0D Podded |  | FM - DONKIN | 0 | 1 | 0 | 2 | 0 | 0
355SM1.5D | 355 Diam Melinex Silencer 1.5D |  | FM - DONKIN | 0 | 1 | 0 | 2 | 0 | 0
355SM1.5DP | 355 Diam Melinex Silencer 1.5D Podded |  | FM - DONKIN | 0 | 1 | 0 | 2 | 0 | 0
355SM2.0D | 355 Diam Melinex Silencer 2.0D |  | FM - DONKIN | 0 | 1 | 0 | 2 | 0 | 0
355SM2.0DP | 355 Diam Melinex Silencer 2.0D Podded |  | FM - DONKIN | 0 | 1 | 0 | 2 | 0 | 0
355T600. | 355 Diam Tube Silencer 600L | Attenu-Tec | FM - DONKIN | 731 | 1 | 0 | 5 | 0 | 0
363PM | 3kW 6P 380V Pad Mount Motor |  |  | 0 | 1 | 0 | 2 | 0 | 0
3kW VSD | 3kW Variable Speed Controller | AM SYSTEMS INTEGRATIONS (PTY) LTD | VSD | 6674.85 | 4 | 0 | 14 | 0 | 0
3kW VSD ENC. | 3kW Variable Speed Enclosure | AM SYSTEMS INTEGRATIONS (PTY) LTD | VSD | 7618.69 | 1 | 0 | 3 | 0 | 0
3mm gal plt | Program 1 - program 1 | Kart Shop TA Ultimate Laser Cutting |  | 0 | 2 | 0 | 10 | 0 | 0
3mm galv plt | Bracket - Bracket | Kart Shop TA Ultimate Laser Cutting |  | 0 | 1 | 0 | 5 | 0 | 0
3mm plt | program 2 - Program 2 | Kart Shop TA Ultimate Laser Cutting |  | 0 | 2 | 0 | 10 | 0 | 0
3mm plt - program 2 | Program 2 |  |  | 2650 | 1 | 0 | 2 | 0 | 0
4 kW 2P 112M | 3Ph 380-400-415 Standard Efficiency IC418 - TEAO - B30L(D) | WEG South Africa |  | 4071 | 2 | 0 | 4 | 0 | 0
4.03 | Ablution ventilation |  |  | 0 | 1 | 0 | 2 | 0 | 0
400 LS | Louvre Shutter |  |  | 0 | 1 | 0 | 2 | 0 | 0
400053 | 25A TIP HOLDER M6 | INTROWELD CC |  | 15 | 10 | 0 | 50 | 0 | 0
400080 | TB 250 SHROUD | INTROWELD CC |  | 29.65 | 10 | 0 | 50 | 0 | 0
400184 | LINER 1.00MM AND 1.2MM 4 METRE | INTROWELD CC |  | 95 | 2 | 0 | 10 | 0 | 0
400220VSD | 420kW 220V VSD |  |  | 7000 | 1 | 0 | 2 | 0 | 0
400238 | CONTACT TIP BNZ STYLE M6 1.0MM | INTROWELD CC |  | 13.67 | 10 | 0 | 50 | 0 | 0
400BS | Bird Screen |  |  | 0 | 1 | 0 | 2 | 0 | 0
400C400 | 400 Casing x 400mm Long - DO NOT DRILL MOTOR AND BRACKET HOLES | CFW Fans (Pty) Ltd |  | 0 | 2 | 0 | 8 | 0 | 0
400CF | 400 Diam Counter Flange | Attenu-Tec HVAC Parts | FM - C/FLANGE | 85 | 5 | 0 | 24 | 0 | 0
400FC | 400 Diam Flexible Connection | Attenu-Tec HVAC Parts | FM - DONKIN | 325.84 | 1 | 0 | 3 | 0 | 0
400HVJ-2S | 400 Diam Vertical Discharge Unit | Attenu-Tec HVAC Parts | FM - DONKIN | 840 | 1 | 0 | 3 | 0 | 0
400HVJ-2SB | 400 Diam Vertical Discharge BASE |  | FM - DONKIN | 0 | 1 | 0 | 2 | 0 | 0
400MBP02 | 1-0350-240 P02 - 400 Motor Bracket | Kart Shop TA Ultimate Laser Cutting |  | 26.34 | 8 | 0 | 40 | 0 | 0
400MF | 400 Diam Mounting Feet | Air Speration | FM - M/FEET | 0 | 7 | 0 | 30 | 0 | 0
400PLT400-2MM | 400 Casing Sheet - 1262 x 400 - 2mm | NJR STEEL - ALRODE (PTY) LTD | CASING | 213 | 5 | 0 | 25 | 0 | 7
400S1.0D | 400 Diam Silencer 1.0D |  | FM - DONKIN | 0 | 1 | 0 | 5 | 0 | 0
400S1.0DP | 400 Diam Silencer 1.0D Podded | Attenu-Tec | FM - DONKIN | 1456 | 1 | 0 | 2 | 0 | 0
400S1.5D | 400 Diam Silencer 1.5D | Attenu-Tec | FM - DONKIN | 1164 | 1 | 0 | 2 | 0 | 0
400S1.5DP | 400 Diam Silencer 1.5D Podded | Attenu-Tec | FM - DONKIN | 1632 | 2 | 0 | 10 | 0 | 0
400S2.0D | 400 Diam Silencer 2.0D |  | FM - DONKIN | 0 | 1 | 0 | 2 | 0 | 0
400S2.0DP | 400 Diam Silencer 2.0D Podded | Attenu-Tec | FM - DONKIN | 2030.72 | 1 | 0 | 5 | 0 | 0
400SC | 400 Diam Side Screen | Luft Industries Natal (Pty) Ltd |  | 291.5 | 1 | 0 | 2 | 0 | 0
400SM1.0D | 400 Diam Melinex Silencer 1.0D |  | FM - DONKIN | 0 | 1 | 0 | 2 | 0 | 0
400SM1.0DP | 400 Diam Melinex Silencer 1.0D Podded |  | FM - DONKIN | 0 | 1 | 0 | 2 | 0 | 0
400SM1.5D | 400 Diam Melinex Silencer 1.5D |  | FM - DONKIN | 0 | 1 | 0 | 2 | 0 | 0
400SM1.5DP | 400 Diam Melinex Silencer 1.5D Podded | Attenu-Tec | FM - DONKIN | 1506.5 | 1 | 0 | 2 | 0 | 0
400SM2.0D | 400 Diam Melinex Silencer 2.0D |  | FM - DONKIN | 0 | 1 | 0 | 2 | 0 | 0
400SM2.0DP | 400 Diam Melinex Silencer 2.0D Podded |  | FM - DONKIN | 0 | 1 | 0 | 2 | 0 | 0
400WL | Weather Louvre |  |  | 0 | 1 | 0 | 5 | 0 | 0
400X400WL | Weather Louvre NS |  |  | 0 | 1 | 0 | 2 | 0 | 0
400ma | Maxair 400/3/4 |  |  | 0 | 1 | 0 | 2 | 0 | 0
40301 | E 254 M ATEX II 2G/D h T3/125 X Gb/Db |  | FM - VORTICE | 0 | 1 | 0 | 2 | 0 | 0
40302 | E 304 M ATEX II 2G/D h T3/125 X Gb/Db | Vortice Elettrosociali SpA | FM - VORTICE | 4791.06 | 1 | 0 | 3 | 0 | 0
40304 | E 354 M ATEX II 2G/D h T3/125 X Gb/Db | Vortice Elettrosociali SpA | FM - VORTICE | 7004.13 | 1 | 0 | 3 | 0 | 0
40306 | E 404 M ATEX II 2G/D h T3/125 X Gb/Db | Vortice Elettrosociali SpA | FM - VORTICE | 7909.61 | 1 | 0 | 2 | 0 | 0
40308 | E 454 M ATEX II 2G/D h T3/125 X Gb/Db |  | FM - VORTICE | 0 | 1 | 0 | 2 | 0 | 0
40309 | E 254 T ATEX II 2G/D h T3/125 X Gb/Db |  | FM - VORTICE | 0 | 1 | 0 | 2 | 0 | 0
40310 | E 304 T ATEX II 2G/D h T3/125 X Gb/Db |  | FM - VORTICE | 0 | 1 | 0 | 2 | 0 | 0
40313 | E 354 T ATEX II 2G/D h T3/125 X Gb/Db | Vortice Elettrosociali SpA | FM - VORTICE | 5930.81 | 1 | 0 | 3 | 0 | 0
40314 | E404 T ATEX | Vortice Elettrosociali SpA | FM - VORTICE | 0 | 1 | 0 | 3 | 0 | 0
40315 | E 454 T ATEX II 2G/D h T3/125 X Gb/Db |  | FM - VORTICE | 0 | 1 | 0 | 2 | 0 | 0
40316 | E 504 T ATEX II 2G/D h T3/125 X Gb/Db |  | FM - VORTICE | 0 | 1 | 0 | 2 | 0 | 0
40317 | E 604 T ATEX II 2G/D h T3/125 X Gb/Db |  | FM - VORTICE | 0 | 1 | 0 | 2 | 0 | 0
4032+0037 | SPARE MOTOR SIZE 90 - 2.2kW 2 POLI - 230V-50Hz SINGLE-PHASE -CL.F TROP. IP55 + PTO |  |  | 0 | 1 | 0 | 2 | 0 | 0
40322 | E 354 M ATEX II 2G/D h T3/125 X Gb/Db | Vortice Elettrosociali SpA |  | 7245.65 | 1 | 0 | 3 | 0 | 0
40324 | E 454 M ATEX II 2G/D h T3/125 X Gb/Db | Vortice Elettrosociali SpA |  | 7797.41 | 1 | 0 | 3 | 0 | 0
40329 | E 454 T ATEX II 2G/D h T3/125 X Gb/Db | Vortice Elettrosociali SpA |  | 7098.6 | 3 | 0 | 7 | 0 | 0
42116 | BD 12/12 T6 1.1KW 251520160 | Vortice Elettrosociali SpA |  | 4363.48 | 1 | 0 | 3 | 0 | 0
42227 | A-E 304 T | Vortice Elettrosociali SpA | FM - VORTICE | 2758.05 | 1 | 0 | 3 | 0 | 0
42259 | A-E 354 T | Vortice Elettrosociali SpA | FM - VORTICE | 3107.62 | 1 | 0 | 3 | 0 | 0
423PM | 4kW 2P 380V Pad Mount Motor | ACTOM | FM - MOTOR | 3644.75 | 1 | 0 | 5 | 0 | 12
44.13.0010 | Round Terminal Block | ACTOM |  | 39 | 40 | 0 | 140 | 0 | 0
443FM | 4KW 4 D112 ALU Foot 400V IE1 SN: | Electromote (Pty) Ltd |  | 3845.58 | 1 | 0 | 2 | 0 | 0
443PM | 4kW 4P 380V Pad Mount Motor | ACTOM | FM - MOTOR | 4017.1 | 3 | 0 | 9 | 0 | 8
450CF | 450 Diam Counter Flange |  | C/FLANGE | 0 | 1 | 0 | 5 | 0 | 0
450FC | 450 Diam Flexible Connection |  | FM - DONKIN | 0 | 1 | 0 | 2 | 0 | 0
450HVJ-2S | 450 Diam Vertical Discharge Unit |  | FM - DONKIN | 0 | 1 | 0 | 2 | 0 | 0
450HVJ-2SB | 450 Diam Vertical Discharge BASE |  | FM - DONKIN | 0 | 1 | 0 | 2 | 0 | 0
450MF | 450 Diam Mounting Feet |  | M/FEET | 0 | 2 | 0 | 10 | 0 | 0
450S1.0D | 450 Diam Silencer 1.0D |  | FM - DONKIN | 0 | 1 | 0 | 2 | 0 | 0
450S1.0DP | 450 Diam Silencer 1.0D Podded |  | FM - DONKIN | 0 | 1 | 0 | 2 | 0 | 0
450S1.5D | 450 Diam Silencer 1.5D |  | FM - DONKIN | 0 | 1 | 0 | 2 | 0 | 0
450S1.5DP | 450 Diam Silencer 1.5D Podded |  | FM - DONKIN | 0 | 1 | 0 | 2 | 0 | 0
450S2.0D | 450 Diam Silencer 2.0D |  | FM - DONKIN | 0 | 1 | 0 | 2 | 0 | 0
450S2.0DP | 450 Diam Silencer 2.0D Podded |  | FM - DONKIN | 0 | 1 | 0 | 2 | 0 | 0
450SM1.0D | 450 Diam Melinex Silencer 1.0D |  | FM - DONKIN | 0 | 1 | 0 | 2 | 0 | 0
450SM1.0DP | 450 Diam Melinex Silencer 1.0D Podded |  | FM - DONKIN | 0 | 1 | 0 | 2 | 0 | 0
450SM1.5D | 450 Diam Melinex Silencer 1.5D |  | FM - DONKIN | 0 | 1 | 0 | 2 | 0 | 0
450SM1.5DP | 450 Diam Melinex Silencer 1.5D Podded |  | FM - DONKIN | 0 | 1 | 0 | 2 | 0 | 0
450SM2.0D | 450 Diam Melinex Silencer 2.0D |  | FM - DONKIN | 0 | 1 | 0 | 2 | 0 | 0
450SM2.0DP | 450 Diam Melinex Silencer 2.0D Podded |  | FM - DONKIN | 0 | 1 | 0 | 2 | 0 | 0
452525 | 45kW 2P 525v Pad Mount Motor |  |  | 0 | 1 | 0 | 2 | 0 | 0
46000 | PRA GLAND FLP Exde BRASS CPR N0S M20 | Pratley (Pty) Ltd |  | 196.3 | 1 | 0 | 2 | 0 | 0
460CF | 460 Diam Counter Flanges | GALVAGLOW (PTY) LTD | C/FLANGE | 0 | 1 | 0 | 5 | 0 | 0
460MF | 460 Diam Mounting Feet | GALVAGLOW (PTY) LTD | M/FEET | 0 | 2 | 0 | 10 | 0 | 0
463PM | 4kW 6P 380V Pad Mount Motor |  |  | 0 | 1 | 0 | 2 | 0 | 0
480CF | Counter Flanges |  |  | 0 | 1 | 0 | 2 | 0 | 0
480MF | Mounting Feet |  |  | 0 | 1 | 0 | 2 | 0 | 0
49111090 | CATALOGO | SODECA |  | 453.03 | 2 | 0 | 4 | 0 | 0
4kW VSD | 4kW Variable Speed Controller | AM SYSTEMS INTEGRATIONS (PTY) LTD | VSD | 7011.65 | 1 | 0 | 3 | 0 | 0
4kW VSD ENC. | 4kW Variable Speed Enclosure | AM SYSTEMS INTEGRATIONS (PTY) LTD | VSD | 7634.08 | 1 | 0 | 3 | 0 | 0
4mm plt | 1000 Flanges Special request | Kart Shop TA Ultimate Laser Cutting |  | 2796.67 | 1 | 0 | 2 | 0 | 0
5.523FM | 5.5KW 2P 400V FOOT MOUNT MOTOR | WEG South Africa |  | 4393.13 | 2 | 0 | 8 | 0 | 0
5.523PM | 5.5 kW 2P 380V Pad Mount Motor | Luck and King | FM - MOTOR | 5386.44 | 1 | 0 | 3 | 0 | 0
5.543FM | 5.5KW 4P 400V FOOT MOUNT MOTOR | ACTOM |  | 5755 | 2 | 0 | 4 | 0 | 0
5.543PM | 5.5kW 4P 380V Pad Mount Motor | ACTOM | FM - MOTOR | 4902.91 | 1 | 0 | 3 | 0 | 6
5.563PM | 5.5kW 6P 380V Pad Mount Motor |  |  | 0 | 1 | 0 | 2 | 0 | 0
5.5kW VSD | 5.5kW Variable Speed Controller | AM SYSTEMS INTEGRATIONS (PTY) LTD | VSD | 7709.22 | 2 | 0 | 6 | 0 | 0
5.5kW VSD ENC. | 5kW Variable Speed Enclosure | AM SYSTEMS INTEGRATIONS (PTY) LTD | VSD | 7634.08 | 1 | 0 | 3 | 0 | 0
50 duct | 500mm 5meter |  |  | 0 | 1 | 0 | 2 | 0 | 0
500 SC | 500 Diam Side Screen (HOT DEEP GALV) | Heinmor Wire Products CC |  | 281 | 4 | 0 | 20 | 0 | 0
500/560WC | 500/560 Wall Cowl |  |  | 890 | 1 | 0 | 2 | 0 | 0
500220VSD | 520kW 220V VSD |  |  | 8000 | 1 | 0 | 2 | 0 | 0
500BS | Bird Screen |  |  | 0 | 1 | 0 | 2 | 0 | 0
500C400 | 500 Casing x 400mm Long - DO NOT DRILL MOTOR AND BRACKET HOLES | CFW Fans (Pty) Ltd |  | 0 | 2 | 0 | 8 | 0 | 0
500CF | 500 Diam Counter Flange | Attenu-Tec HVAC Parts | FM - C/FLANGE | 64.44 | 5 | 0 | 18 | 0 | 0
500CFUG | 500 Diam Counter Flange Ungalvanised | ULTIMATENG (PTY) LTD | FM - C/FLANGE | 0 | 10 | 0 | 50 | 0 | 0
500FC | 500 Diam Flexible Connection | Air Speration | FM - DONKIN | 537.57 | 1 | 0 | 3 | 0 | 0
500HVJ-2S | 500 Diam Vertical Discharge Unit | Attenu-Tec HVAC Parts | FM - DONKIN | 1025 | 1 | 0 | 3 | 0 | 0
500HVJ-2SB | 500 Diam Vertical Discharge BASE |  | FM - DONKIN | 0 | 1 | 0 | 2 | 0 | 0
500IM | Spare Impeller | Centrifab (Pty) Ltd |  | 1630 | 5 | 0 | 11 | 0 | 0
500IM & 0.55kW 6 Pole 380V | Impeller & Motor Assembly |  |  | 0 | 1 | 0 | 2 | 0 | 0
500MBP03 | 1-0350-240 P03 - 500 Motor Bracket | Kart Shop TA Ultimate Laser Cutting |  | 24.7 | 6 | 0 | 31 | 0 | 0
500MF | 500 Diam Mounting Feet | Attenu-Tec HVAC Parts | FM - M/FEET | 0 | 5 | 0 | 23 | 0 | 0
500MFUG | 500 Diam Mounting Feet Ungalvanized | ULTIMATENG (PTY) LTD | FM - M/FEET | 0 | 9 | 0 | 45 | 0 | 0
500PLT400-2MM | 500 Casing Sheet - 1579 x 400 - 2mm | NJR STEEL - ALRODE (PTY) LTD | CASING | 207.08 | 3 | 0 | 15 | 0 | 0
500PLT400-3MM | 500 Casing Sheet - 1579 x 400 - 3mm | NJR STEEL - ALRODE (PTY) LTD | CASING | 385.17 | 3 | 0 | 15 | 0 | 0
500PLT500-3MM | 500 Casing Sheet - 1579 x 500 - 3mm | NJR STEEL - ALRODE (PTY) LTD | CASING | 389 | 1 | 0 | 2 | 0 | 0
500S1.0D | 500 Diam Silencer 1.0D |  | FM - DONKIN | 0 | 1 | 0 | 2 | 0 | 0
500S1.0DP | 500 Diam Silencer 1.0D Podded | Attenu-Tec | FM - DONKIN | 1575 | 1 | 0 | 2 | 0 | 0
500S1.5D | 500 Diam Silencer 1.5D |  | FM - DONKIN | 0 | 1 | 0 | 5 | 0 | 0
500S1.5DP | 500 Diam Silencer 1.5D Podded | Attenu-Tec | FM - DONKIN | 2025 | 2 | 0 | 8 | 0 | 0
500S2.0D | 500 Diam Silencer 2.0D |  | FM - DONKIN | 0 | 1 | 0 | 2 | 0 | 0
500S2.0DP | 500 Diam Silencer 2.0D Podded | Attenu-Tec | FM - DONKIN | 2608 | 4 | 0 | 13 | 0 | 0
500SC- | Screen | Heinmor Wire Products CC |  | 309 | 2 | 0 | 8 | 0 | 0
500SM1.0D | 500 Diam Melinex Silencer 1.0D |  | FM - DONKIN | 0 | 1 | 0 | 2 | 0 | 0
500SM1.0DP | 500 Diam Melinex Silencer 1.0D Podded |  | FM - DONKIN | 0 | 1 | 0 | 2 | 0 | 0
500SM1.5D | 500 Diam Melinex Silencer 1.5D |  | FM - DONKIN | 0 | 1 | 0 | 5 | 0 | 0
500SM1.5DP | 500 Diam Melinex Silencer 1.5D Podded | Attenu-Tec | FM - DONKIN | 1819 | 1 | 0 | 2 | 0 | 0
500SM2.0D | 500 Diam Melinex Silencer 2.0D |  | FM - DONKIN | 0 | 1 | 0 | 2 | 0 | 0
500SM2.0DP | 500 Diam Melinex Silencer 2.0D Podded | Attenu-Tec | FM - DONKIN | 2608 | 1 | 0 | 2 | 0 | 0
500mm Zinc | - Zinc Filter Clips | Airventfil (Pty) Ltd |  | 0 | 24 | 0 | 120 | 0 | 0
500mm Zinc - | Zinc Filter Clips |  |  | 62 | 1 | 0 | 2 | 0 | 0
500mm Zinz - | Zinc Filter Clips |  |  | 0 | 1 | 0 | 2 | 0 | 0
502203527 | MBP 35 2T c/w 2.2Kw 2880rpm 380V Motor |  |  | 0 | 1 | 0 | 2 | 0 | 0
51070 | PRA REDUCER FLP Ex d/e 32M-25F | Pratley (Pty) Ltd |  | 124.88 | 2 | 0 | 10 | 0 | 0
549CFUG | B - 549 Diam Counter Flange Ungalvanised - Buffalo | ULTIMATENG (PTY) LTD |  | 0 | 6 | 0 | 30 | 0 | 0
549CFUG - B | 549 Diam Counter Flange Ungalvanised - Buffalo |  | C/FLANGE | 0 | 1 | 0 | 2 | 0 | 0
560 20.D.8 | Spare Impeller | Luft Industries Natal (Pty) Ltd |  | 1751.25 | 1 | 0 | 2 | 0 | 0
560 FB | Filter Box |  |  | 0 | 2 | 0 | 8 | 0 | 0
560/150/10 SI | Spare Impeller (560mm 'B' 150A10AR 19mm 080Frame Deg 21 DEG - FM3181) | Luft Industries Natal (Pty) Ltd |  | 1766.25 | 1 | 0 | 3 | 0 | 0
560CF | 560 Diam Counter Flange | Attenu-Tec HVAC Parts | FM - C/FLANGE | 0 | 4 | 0 | 19 | 0 | 0
560CFUG | 560 Diam Counter Flange Ungalvanised | ULTIMATENG (PTY) LTD | FM - C/FLANGE | 0 | 9 | 0 | 45 | 0 | 0
560DC | Discharge Cowl |  |  | 0 | 1 | 0 | 2 | 0 | 0
560FC | 560 Diam Flexible Connection | Attenu-Tec HVAC Parts | FM - DONKIN | 733 | 2 | 0 | 4 | 0 | 0
560HVJ-2S | 560 Diam Vertical Discharge Unit | Attenu-Tec HVAC Parts | FM - DONKIN | 1201.86 | 1 | 0 | 3 | 0 | 0
560HVJ-2SB | 560 Diam Vertical Discharge BASE |  | FM - DONKIN | 0 | 1 | 0 | 2 | 0 | 0
560IMP | Impeller 560/250/14 Aluminum - 20 deg pitch, Form B, 24mm Bore | Luft Industries Natal (Pty) Ltd |  | 2428 | 1 | 0 | 2 | 0 | 0
560LS | Louvre Shutter |  |  | 0 | 1 | 0 | 2 | 0 | 0
560MBP04 | 1-0350-240 P04 - 560 Motor Bracket | Kart Shop TA Ultimate Laser Cutting |  | 26.38 | 6 | 0 | 32 | 0 | 0
560MF | 560 Diam Mounting Feet | Attenu-Tec HVAC Parts | FM - M/FEET | 202 | 7 | 0 | 35 | 0 | 0
560MFUG | 560 Diam Mounting Feet Ungalvanized |  | FM - M/FEET | 0 | 1 | 0 | 2 | 0 | 0
560PLT400-2MM | 560 Casing Sheet - 1767 x 400 - 2mm | NJR STEEL - ALRODE (PTY) LTD | CASING | 232 | 3 | 0 | 15 | 0 | 4
560PLT400-3MM | 560 Casing Sheet - 1767 x 400 - 3mm | NJR STEEL - ALRODE (PTY) LTD | CASING | 418.71 | 4 | 0 | 18 | 0 | 0
560PLT500-3MM | 560 Casing Sheet - 1767 x 500 - 3mm |  | CASING | 559 | 1 | 0 | 2 | 0 | 0
560S1.0D | 560 Diam Silencer 1.0D |  | FM - DONKIN | 0 | 1 | 0 | 2 | 0 | 0
560S1.0DP | 560 Diam Silencer 1.0D Podded |  | FM - DONKIN | 0 | 1 | 0 | 2 | 0 | 0
560S1.5D | 560 Diam Silencer 1.5D | Attenu-Tec | FM - DONKIN | 2352 | 1 | 0 | 5 | 0 | 0
560S1.5DP | 560 Diam Silencer 1.5D Podded | Attenu-Tec | FM - DONKIN | 2617 | 3 | 0 | 10 | 0 | 0
560S2.0D | 560 Diam Silencer 2.0D |  | FM - DONKIN | 0 | 1 | 0 | 2 | 0 | 0
560S2.0DP | 560 Diam Silencer 2.0D Podded | Attenu-Tec | FM - DONKIN | 3435 | 2 | 0 | 5 | 0 | 0
560SC | Screen | Heinmor Wire Products CC |  | 386 | 1 | 0 | 2 | 0 | 0
560SM1.0D | 560 Diam Melinex Silencer 1.0D |  | FM - DONKIN | 0 | 1 | 0 | 2 | 0 | 0
560SM1.0DP | 560 Diam Melinex Silencer 1.0D Podded | Attenu-Tec | FM - DONKIN | 2138 | 1 | 0 | 2 | 0 | 0
560SM1.5D | 560 Diam Melinex Silencer 1.5D |  | FM - DONKIN | 0 | 1 | 0 | 2 | 0 | 0
560SM1.5DP | 560 Diam Melinex Silencer 1.5D Podded | Attenu-Tec | FM - DONKIN | 2486.15 | 1 | 0 | 2 | 0 | 0
560SM2.0D | 560 Diam Melinex Silencer 2.0D |  | FM - DONKIN | 0 | 1 | 0 | 2 | 0 | 0
560SM2.0DP | 560 Diam Melinex Silencer 2.0D Podded | Attenu-Tec | FM - DONKIN | 3435 | 7 | 0 | 15 | 0 | 0
560WC | Wall Cowl & Screen |  |  | 0 | 1 | 0 | 2 | 0 | 0
600 X 600 | Sand Trap Air Louver |  |  | 0 | 1 | 0 | 2 | 0 | 0
600/150 | 150NB T600 RINGS CUT IN ORDER TO MACHINE FLANGES | Malcolm Arnot CC ( Linkflex) |  | 407.5 | 3 | 0 | 15 | 0 | 0
600WC | Wall Cowl & Screen |  |  | 0 | 1 | 0 | 2 | 0 | 0
600WL | Weather Louvre |  |  | 0 | 2 | 0 | 8 | 0 | 0
6038M104 | AT18/18 AR 035 PHASE | Air Movement Supplies | FM - NICOTRA | 3665 | 1 | 0 | 3 | 0 | 0
610303 | DD 7-7 - 610303 - 62W 6P 230V-1Ph |  | FM - NICOTRA | 0 | 1 | 0 | 5 | 0 | 0
610318 | DD 12/9 - 610318 - 1100W 6P 400V - 3Ph |  | FM - NICOTRA | 0 | 1 | 0 | 2 | 0 | 0
610633 | DD 7/7 - 610633 - 147W 4P 230V-1Ph |  | FM - NICOTRA | 0 | 1 | 0 | 2 | 0 | 0
630 | 630mm Fan Guard |  |  | 0 | 1 | 0 | 2 | 0 | 0
630 IC | Inlet Cone c/w Screen |  |  | 0 | 1 | 0 | 2 | 0 | 0
630 Screen | Majax-2 Screen | Centrifab (Pty) Ltd |  | 0 | 2 | 0 | 4 | 0 | 0
630-1000AVMS | 630 to 1000 NDB GREEN Neoprene Floor Mounts | Seal 'N Devices (Pty) Ltd | FM - DONKIN | 57.48 | 20 | 0 | 100 | 0 | 0
630.20.D.4 | Spare Impeller | Centrifab (Pty) Ltd |  | 2200 | 1 | 0 | 2 | 0 | 0
630/150/10 SI | Spare Impeller (0630mm 'B' 150A10AR 24mm 090Frame Deg 35 DEG - FM3180) | Luft Industries Natal (Pty) Ltd |  | 1766.25 | 1 | 0 | 3 | 0 | 0
630/150/5 SI | Spare Impeller | Luft Industries Natal (Pty) Ltd |  | 1382.5 | 1 | 0 | 3 | 0 | 0
630/150/6 SI | Spare Impeller |  |  | 0 | 1 | 0 | 2 | 0 | 0
630/250/7SI | Spare Impeller | Luft Industries Natal (Pty) Ltd |  | 1837.5 | 1 | 0 | 2 | 0 | 0
630/3/6 | UV 630/3/6 c/w 1.5 kW 6 Pole 380V | Air Speration |  | 10527.25 | 6 | 0 | 14 | 0 | 0
630CF | 630 Diam Counter Flange | Attenu-Tec HVAC Parts | FM - C/FLANGE | 0 | 3 | 0 | 13 | 0 | 0
630CFUG | 630 Diam Counter Flange Ungalvanised | ULTIMATENG (PTY) LTD | FM - C/FLANGE | 0 | 16 | 0 | 80 | 0 | 0
630FC | 630 Diam Flexible Connection | Attenu-Tec HVAC Parts | FM - DONKIN | 663.63 | 1 | 0 | 3 | 0 | 0
630HD | 630mm Horizontal Discharge Unit with flange and mesh | Attenu-Tec HVAC Parts |  | 1203 | 1 | 0 | 2 | 0 | 0
630HVJ-2S | 630 Diam Vertical Discharge Unit | Attenu-Tec HVAC Parts | FM - DONKIN | 1437 | 1 | 0 | 2 | 0 | 0
630HVJ-2SB | 630 Diam Vertical Discharge BASE |  | FM - DONKIN | 0 | 1 | 0 | 2 | 0 | 0
630MB | 630 Impeller - Balance and Machine | Phoenix Fans & Engineering |  | 0 | 1 | 0 | 2 | 0 | 0
630MBP05 | 1-0350-240 P05 - 630 Motor Bracket | Kart Shop TA Ultimate Laser Cutting |  | 39.82 | 6 | 0 | 29 | 0 | 0
630MF | 630 Diam Mounting Feet | Air Speration | FM - M/FEET | 0 | 6 | 0 | 24 | 0 | 0
630MFUG | 630 Diam Mounting Feet Ungalvanized | ULTIMATENG (PTY) LTD | FM - M/FEET | 0 | 14 | 0 | 68 | 0 | 0
630MV112P | Minevent 630 c/w 11kw 2P 400V |  |  | 0 | 1 | 0 | 2 | 0 | 0
630PLT400-3MM | 630 Casing Sheet - 1987 x 400 - 3mm | NJR STEEL - ALRODE (PTY) LTD | CASING | 461 | 4 | 0 | 20 | 0 | 4
630PLT500-3MM | 630 Casing Sheet - 1987 x 500 - 3mm |  | CASING | 628 | 1 | 0 | 2 | 0 | 0
630S1.0D | 630 Diam Silencer 1.0D |  | FM - DONKIN | 0 | 1 | 0 | 2 | 0 | 0
630S1.0DP | 630 Diam Silencer 1.0D Podded |  | FM - DONKIN | 0 | 1 | 0 | 2 | 0 | 0
630S1.5D | 630 Diam Silencer 1.5D |  | FM - DONKIN | 0 | 1 | 0 | 2 | 0 | 0
630S1.5DP | 630 Diam Silencer 1.5D Podded | Attenu-Tec | FM - DONKIN | 3010 | 2 | 0 | 8 | 0 | 0
630S2.0D | 630 Diam Silencer 2.0D | Attenu-Tec | FM - DONKIN | 3075 | 1 | 0 | 3 | 0 | 0
630S2.0DP | 630 Diam Silencer 2.0D Podded | Attenu-Tec | FM - DONKIN | 3896 | 2 | 0 | 6 | 0 | 0
630SC | Screen | Heinmor Wire Products CC |  | 455 | 1 | 0 | 2 | 0 | 0
630SM1.0D | 630 Diam Melinex Silencer 1.0D |  | FM - DONKIN | 0 | 1 | 0 | 2 | 0 | 0
630SM1.0DP | 630 Diam Melinex Silencer 1.0D Podded | Attenu-Tec | FM - DONKIN | 2400 | 1 | 0 | 5 | 0 | 0
630SM1.5D | 630 Diam Melinex Silencer 1.5D | Attenu-Tec | FM - DONKIN | 2175 | 1 | 0 | 5 | 0 | 0
630SM1.5DP | 630 Diam Melinex Silencer 1.5D Podded | Attenu-Tec | FM - DONKIN | 2916.38 | 1 | 0 | 4 | 0 | 0
630SM2.0D | 630 Diam Melinex Silencer 2.0D |  | FM - DONKIN | 0 | 1 | 0 | 2 | 0 | 0
630SM2.0DP | 630 Diam Melinex Silencer 2.0D Podded | Attenu-Tec | FM - DONKIN | 3693 | 6 | 0 | 14 | 0 | 0
630WC | Wall Cowl & Screen | Attenu-Tec HVAC Parts |  | 1110 | 2 | 0 | 4 | 0 | 0
650503207000 | BEARING 3207 2RS |  |  | 0 | 1 | 0 | 2 | 0 | 0
6A102FFZZ0000000 | AT 25/25 TIC 40 |  | Nicotra | 0 | 1 | 0 | 2 | 0 | 0
6DA003KZZ0000000 | DDMP 8/7 T M6A0 DA5 |  | Nicotra | 5922.23 | 1 | 0 | 2 | 0 | 0
6DA005KZZ000000 | DDMP 8/9 T M6A1 DA5 |  |  | 0 | 1 | 0 | 2 | 0 | 0
6DB0046ZZ0000000 | DDMP 10/8 M6A4 DA8 |  |  | 0 | 1 | 0 | 2 | 0 | 0
6E21001 | RDHEO/0180 |  | FM - NICOTRA | 0 | 1 | 0 | 2 | 0 | 0
6H2108DZZ0000000 | RDH 710 K2 | Regal Beloit Italy S.p.A - Nicotra . | Nicotra | 0 | 1 | 0 | 3 | 0 | 0
6M020K | DDM 9/7 6M020K - 300W 4P 400V-3Ph |  | FM - NICOTRA | 0 | 1 | 0 | 2 | 0 | 0
6M020M | DDM 9/7 - 6M020M - 550W 4P 230V-1Ph |  | FM - NICOTRA | 0 | 1 | 0 | 2 | 0 | 0
6M02149B | DDM 10/10 3F 6P 550W | Regal Beloit Italy S.p.A - Nicotra . |  | 5313.2 | 3 | 0 | 9 | 0 | 0
6M0247 | DDM 9/7 - 6M0247 - 200W 6P 230V-1Ph |  | FM - NICOTRA | 0 | 1 | 0 | 2 | 0 | 0
6M0299 | DDM 7/7 - 6M0299 - 300W 4P 230V-1Ph |  | FM - NICOTRA | 0 | 1 | 0 | 2 | 0 | 0
6M02H0 | DDM 10/10 - 6M02H0 - 600W 4P 220V-1Ph |  | FM - NICOTRA | 0 | 1 | 0 | 2 | 0 | 0
6M02H4 | DDM 10/8 - 6M02H4 - 550W 4P 230V-1Ph |  | FM - NICOTRA | 0 | 1 | 0 | 2 | 0 | 0
6M02H5 | DDM 10/8 - 6M02H5 - 600W 4P 380V |  | FM - NICOTRA | 0 | 1 | 0 | 2 | 0 | 0
6M02P4 | DDM 10/10 - 6M02P4 - 550W 4P 230V-1Ph |  | FM - NICOTRA | 0 | 1 | 0 | 2 | 0 | 0
6M02R7 | DDM 10/10 - 6M02R7 - 500W 6P 230V-1Ph |  | FM - NICOTRA | 0 | 1 | 0 | 2 | 0 | 0
6M02R9 | DDM 9/9 - 6M02R9 - 550W 4P 220V-1Ph | Regal Beloit Italy S.p.A - Nicotra . | FM - NICOTRA | 2986.83 | 1 | 0 | 2 | 0 | 0
6M0312 | DD 10/8 - 6M0312 - 245W 6P 220V - 1Ph |  | FM - NICOTRA | 0 | 1 | 0 | 2 | 0 | 0
6M04A4/01 | DDMP 10/10 230V |  |  | 0 | 1 | 0 | 2 | 0 | 0
6M04A5 | DDMP8/7 |  |  | 0 | 1 | 0 | 2 | 0 | 0
6M0607 | DD 12/9 - 6M0607 - 590W 6P 400V - 3Ph |  | FM - NICOTRA | 0 | 1 | 0 | 2 | 0 | 0
6M061U | DD 10/10 - 6M061U - 550W 6P 220V - 1Ph |  | FM - NICOTRA | 0 | 1 | 0 | 2 | 0 | 0
6M0629 | DD 9/7 - 6M0629 - 373W 4P 220V - 13Ph |  | FM - NICOTRA | 0 | 1 | 0 | 2 | 0 | 0
6M0631 | DD 10/8 - 6M0631 - 373W 4P 220V - 1Ph |  | FM - NICOTRA | 0 | 1 | 0 | 2 | 0 | 0
6M066N | DD 9/9 - 6M066N - 550W 4P 220V - 1Ph |  | FM - NICOTRA | 0 | 1 | 0 | 2 | 0 | 0
6M0679 | DD 10/10 - 6M0679 - 500W - 6P 220V - 1Ph |  | FM - NICOTRA | 0 | 1 | 0 | 2 | 0 | 0
6M0690 | DD 9/7 - 6M0690 - 245W 6P 220V - 13Ph |  | FM - NICOTRA | 0 | 1 | 0 | 2 | 0 | 0
6M0697 | DD 9/9 - 6M0697 - 300W 4P 220V - 1Ph |  | FM - NICOTRA | 0 | 1 | 0 | 2 | 0 | 0
6M0698 | DD 9/9 - 6M0698 - 248W 6P 220V - 1Ph |  | FM - NICOTRA | 0 | 1 | 0 | 2 | 0 | 0
6M06WA | DD9/9 4PIP - 370W |  | FM - NICOTRA | 0 | 1 | 0 | 2 | 0 | 0
6N02R9 | DDM 9/9 - 6N02R9 - 550W 4P 220V-1Ph |  |  | 0 | 2 | 0 | 10 | 0 | 0
6N02XF | DDM 10/10 E6G2503 1F 4P 1V | Regal Beloit Italy S.p.A - Nicotra . |  | 3763.11 | 9 | 0 | 29 | 0 | 0
6N0320 | DD 12/12 - 6N0320 - 1100W 6P 400V 3Ph |  | FM - NICOTRA | 0 | 1 | 0 | 5 | 0 | 0
6X4 HOT RUBBER CBK | 6X4 HOT RUBBER CBK | ABNER ELECTRICAL WHOLESALERS (PTY) LTD |  | 92.5 | 5 | 0 | 25 | 0 | 0
6mmEW | End Washer - 43mm OD and 6mm ID - Plated | Mafilisti Trading and Projects (Pty) Ltd |  | 14 | 8 | 0 | 40 | 0 | 0
7.523PM | 7.5kW 2P 380V Pad Mount Motor | ACTOM | FM - MOTOR | 2722.8 | 4 | 0 | 14 | 0 | 0
7.52FM | 7.5KW 2P 400V FOOT | ACTOM |  | 5648 | 2 | 0 | 4 | 0 | 0
7.543FM | 7.5kW 4P 400V B3 Alum QL3 Foot Mount | ACTOM |  | 5973 | 1 | 0 | 3 | 0 | 0
7.543PM | 7.5kW 4P 380V Pad Mount Motor | ACTOM | FM - MOTOR | 5434.17 | 1 | 0 | 3 | 0 | 0
7.5kW | 4Pole 380V IE1 B3 Cast Iron Foot Mount | ACTOM |  | 6176 | 1 | 0 | 3 | 0 | 0
7000034 | CDC 100 - 7000034 - CDC 100C |  | FM - OSTBERG | 0 | 1 | 0 | 2 | 0 | 0
7000037 | CDC 125 - 7000037 - CDC 125C |  | FM - OSTBERG | 0 | 1 | 0 | 4 | 0 | 0
7000043 | CDC 150 - 7000043 - CDC 150C |  | FM - OSTBERG | 0 | 1 | 0 | 6 | 0 | 0
7000048 | CDC 160 - 7000048 - CDC160B |  | FM - OSTBERG | 0 | 1 | 0 | 2 | 0 | 0
7000053 | CDC 200/0.8 - 7000053 - CDC200A |  | FM - OSTBERG | 0 | 2 | 0 | 12 | 0 | 0
7000057 | CDC 200/0.8 - 7000057 - CDC200B |  | FM - OSTBERG | 0 | 1 | 0 | 5 | 0 | 0
7000059 | CDC 250 - 7000059 - CDC250C |  | FM - OSTBERG | 0 | 1 | 0 | 2 | 0 | 0
7000067 | CDC315 - 7000067 - CDC315B | Luft Industries Natal (Pty) Ltd | FM - OSTBERG | 2024.25 | 2 | 0 | 8 | 0 | 0
7000072 | CDC315 - 7000072 - CDC315C |  | FM - OSTBERG | 0 | 1 | 0 | 4 | 0 | 0
7000073 | LT6 - 6Amps |  | FM - OSTBERG | 0 | 1 | 0 | 2 | 0 | 0
7000074 | LT10 - 10 Amps |  | FM - OSTBERG | 0 | 1 | 0 | 2 | 0 | 0
71 FR 13.8 | 71 Motor frame - 13.8 mm OD spacer | Hulmak Engineering cc |  | 30 | 8 | 0 | 42 | 0 | 0
710 B | Blades | Centrifab (Pty) Ltd |  | 310 | 40 | 0 | 200 | 0 | 0
710 LS | Weather Louvre |  |  | 0 | 1 | 0 | 2 | 0 | 0
710 SI | Spare Impeller | Luft Industries Natal (Pty) Ltd |  | 2681.25 | 1 | 0 | 5 | 0 | 0
710/150/10 SI | Spare Impeller (710mm 'B' 150A10AR 28mm 100Frame 37 DEG - FM3173 | Luft Industries Natal (Pty) Ltd |  | 1522.65 | 4 | 0 | 14 | 0 | 0
710CF | 710 Diam Counter Flange | Attenu-Tec HVAC Parts | FM - C/FLANGE | 50.18 | 3 | 0 | 10 | 0 | 0
710CFUG | 710 Diam Counter Flange Ungalvanised | ULTIMATENG (PTY) LTD | FM - C/FLANGE | 0 | 9 | 0 | 45 | 0 | 0
710FC | 710 Diam Flexible Connection | Attenu-Tec HVAC Parts | FM - DONKIN | 860 | 2 | 0 | 4 | 0 | 0
710HVJ-2S | 710 Diam Vertical Discharge Unit | Attenu-Tec HVAC Parts | FM - DONKIN | 1592 | 1 | 0 | 3 | 0 | 0
710HVJ-2SB | 710 Diam Vertical Discharge BASE |  | FM - DONKIN | 0 | 1 | 0 | 2 | 0 | 0
710IC | Majax Inlet Cone c/w Screen |  |  | 0 | 1 | 0 | 2 | 0 | 0
710MBP06 | 1-0350-240 P06 - 710 Motor Bracket | Intervent-Universal (Pty) Ltd |  | 47.37 | 3 | 0 | 16 | 0 | 0
710MF | 710 Diam Mounting Feet | Attenu-Tec HVAC Parts | FM - M/FEET | 0 | 4 | 0 | 14 | 0 | 0
710MFUG | 710 Diam Mounting Feet Ungalvanised | ULTIMATENG (PTY) LTD | FM - M/FEET | 0 | 14 | 0 | 68 | 0 | 0
710PLT400-3MM | 710 Casing Sheet - 2238 x 400 - 3mm | NJR STEEL - ALRODE (PTY) LTD | CASING | 530 | 4 | 0 | 18 | 0 | 0
710PLT500-3MM | 710 Casing Sheet - 2238 x 500 - 3mm |  | CASING | 703 | 1 | 0 | 2 | 0 | 0
710S1.0D | 710 Diam Silencer 1.0D |  | FM - DONKIN | 0 | 1 | 0 | 2 | 0 | 0
710S1.0DP | 710 Diam Silencer 1.0D Podded |  | FM - DONKIN | 0 | 1 | 0 | 2 | 0 | 0
710S1.5D | 710 Diam Silencer 1.5D |  | FM - DONKIN | 0 | 1 | 0 | 2 | 0 | 0
710S1.5DP | 710 Diam Silencer 1.5D Podded | Attenu-Tec | FM - DONKIN | 3685 | 1 | 0 | 5 | 0 | 0
710S2.0D | 710 Diam Silencer 2.0D |  | FM - DONKIN | 0 | 1 | 0 | 2 | 0 | 0
710S2.0DP | 710 Diam Silencer 2.0D Podded | Attenu-Tec | FM - DONKIN | 4720 | 1 | 0 | 3 | 0 | 0
710SC | Side Screen | Heinmor Wire Products CC |  | 546.5 | 1 | 0 | 4 | 0 | 0
710SM1.0D | 710 Diam Melinex Silencer 1.0D |  | FM - DONKIN | 0 | 1 | 0 | 2 | 0 | 0
710SM1.0DP | 710 Diam Melinex Silencer 1.0D Podded |  | FM - DONKIN | 0 | 1 | 0 | 2 | 0 | 0
710SM1.5D | 710 Diam Melinex Silencer 1.5D | Attenu-Tec | FM - DONKIN | 3331 | 1 | 0 | 2 | 0 | 0
710SM1.5DP | 710 Diam Melinex Silencer 1.5D Podded | Attenu-Tec | FM - DONKIN | 3485.72 | 1 | 0 | 4 | 0 | 0
710SM2.0D | 710 Diam Melinex Silencer 2.0D |  | FM - DONKIN | 0 | 1 | 0 | 2 | 0 | 0
710SM2.0DP | 710 Diam Melinex Silencer 2.0D Podded |  | FM - DONKIN | 0 | 1 | 0 | 2 | 0 | 0
710WC | Wall Cowl & Screen | Attenu-Tec HVAC Parts |  | 1110 | 11 | 0 | 23 | 0 | 0
71848 | PRA REDUCER STD BRASS 40M - 25F | Pratley (Pty) Ltd |  | 112.71 | 2 | 0 | 10 | 0 | 0
73-18 | YCI607A HELLEMON T : RED HANDLE WIRE STRIPPER | Atlantic Lighting & Electrical distributors |  | 238.5 | 1 | 0 | 2 | 0 | 0
73-191 | HYAC5 CRIMP TOOL B : BOOTLACE CRIMPER | Atlantic Lighting & Electrical distributors |  | 973.32 | 1 | 0 | 2 | 0 | 0
734SSC | 734 Special Screen - Hot Dip Galvinised | Heinmor Wire Products CC |  | 541 | 1 | 0 | 2 | 0 | 0
762-37 | 762mm 37kw 2P 525V Flameproof Auxiliary Fan | Oniet Enterprise (Pty) Ltd |  | 0 | 1 | 0 | 2 | 0 | 0
762-45 | 762mm 45KW 2P 525V Flameproof Auxiliary Fan | Oniet Enterprise (Pty) Ltd |  | 0 | 1 | 0 | 2 | 0 | 0
762Assembly | 762 Assembly, and Miscellaneous |  |  | 0 | 1 | 0 | 5 | 0 | 0
762Flame | 762 Flameproof Track |  |  | 0 | 1 | 0 | 5 | 0 | 0
762Grille | 762 Grille |  |  | 0 | 2 | 0 | 10 | 0 | 0
762IMP | 762 Impeller |  |  | 0 | 1 | 0 | 5 | 0 | 0
762Silenced- Motor | 762 Silenced Motor Barrel |  |  | 0 | 1 | 0 | 5 | 0 | 0
762Silenced-Stator | 762 Silenced Stator Barrel c/w Stator |  |  | 0 | 1 | 0 | 5 | 0 | 0
77521 | AT 7/7 SC - Single Unit | Regal Beloit Italy S.p.A - Nicotra . | FM - NICOTRA | 1276.17 | 1 | 0 | 2 | 0 | 0
7mmEW | End Washer - 43mm OD and 7mm ID - Plated | Mafilisti Trading and Projects (Pty) Ltd |  | 14 | 7 | 0 | 35 | 0 | 0
8-188 | CABTYRE - 4MM X 4C CABTYRE CUT PE | Alpha Electrical |  | 80 | 5 | 0 | 25 | 0 | 0
80 FR 18.8 | 80 Motor Frame - 18.8 mm OD Spacer | Hulmak Engineering cc |  | 30 | 7 | 0 | 35 | 0 | 0
800/150/10 SI | Spare Impeller (800mm 'B' 150A10AR 28mm 100Frame 27 DEG - FM3176) | Luft Industries Natal (Pty) Ltd |  | 1901.25 | 1 | 0 | 3 | 0 | 0
8005LSW03000300 | Grille LS 0300x0300 White for fans 200-250-300 | Luft Industries Natal (Pty) Ltd |  | 607.14 | 2 | 0 | 6 | 0 | 0
800CF | 800 Diam Counter Flange | Attenu-Tec HVAC Parts | FM - C/FLANGE | 212.23 | 2 | 0 | 9 | 0 | 0
800CFUG | 800 Diam Counter Flange Ungalvanised | ULTIMATENG (PTY) LTD | FM - C/FLANGE | 0 | 16 | 0 | 80 | 0 | 0
800FC | 800 Diam Flexible Connection |  | FM - DONKIN | 0 | 2 | 0 | 12 | 0 | 0
800HVJ-2S | 800 Diam Vertical Discharge Unit | Attenu-Tec HVAC Parts | FM - DONKIN | 1699 | 1 | 0 | 3 | 0 | 0
800HVJ-2SB | 800 Diam Vertical Discharge BASE |  | FM - DONKIN | 0 | 1 | 0 | 2 | 0 | 0
800IC | Inlet Cone | Attenu-Tec HVAC Parts |  | 1014 | 2 | 0 | 10 | 0 | 0
800IMP | Spare Impeller | Phoenix Fans & Engineering |  | 0 | 1 | 0 | 3 | 0 | 0
800MBP07 | 1-0350-240 P07 - 800 Motor Bracket | Kart Shop TA Ultimate Laser Cutting |  | 28.72 | 3 | 0 | 15 | 0 | 0
800MF | 800 Diam Mounting Feet | Air Speration | FM - M/FEET | 191.49 | 2 | 0 | 10 | 0 | 0
800MFUG | 800 Diam Mounting Feet Ungalvanized | ULTIMATENG (PTY) LTD | FM - M/FEET | 0 | 11 | 0 | 55 | 0 | 0
800PLT400-2MM | 800 Casing Sheet - 2528 x 400 - 2mm | NJR STEEL - ALRODE (PTY) LTD | CASING | 331 | 3 | 0 | 15 | 0 | 0
800PLT400-3MM | 800 Casing Sheet - 2528 x 400 - 3mm | NJR STEEL - ALRODE (PTY) LTD | CASING | 597 | 4 | 0 | 18 | 0 | 0
800PLT400-3MM. | 800 Casing Sheet - 2528 x 400 - 3mm | ULTIMATENG (PTY) LTD | CASING | 400 | 5 | 0 | 25 | 0 | 0
800PLT500-3MM | 800 Casing Sheet - 2528 x 500 - 3mm | NJR STEEL - ALRODE (PTY) LTD | CASING | 767.67 | 3 | 0 | 15 | 0 | 0
800S | 800mm dia Fan Guard - Hot Dip Galvanised | Heinmor Wire Products CC |  | 686.4 | 2 | 0 | 8 | 0 | 0
800S1.0D | 800 Diam Silencer 1.0D |  | FM - DONKIN | 0 | 1 | 0 | 2 | 0 | 0
800S1.0DP | 800 Diam Silencer 1.0D Podded | Attenu-Tec | FM - DONKIN | 3395 | 29 | 0 | 61 | 0 | 0
800S1.5D | 800 Diam Silencer 1.5D |  | FM - DONKIN | 0 | 1 | 0 | 2 | 0 | 0
800S1.5DP | 800 Diam Silencer 1.5D Podded | Attenu-Tec | FM - DONKIN | 4423 | 1 | 0 | 4 | 0 | 1
800S2.0D | 800 Diam Silencer 2.0D |  | FM - DONKIN | 0 | 1 | 0 | 2 | 0 | 0
800S2.0DP | 800 Diam Silencer 2.0D Podded | Attenu-Tec | FM - DONKIN | 5738 | 1 | 0 | 3 | 0 | 0
800SAP | 800mm Diam podded silencer 1400 Long |  |  | 0 | 1 | 0 | 2 | 0 | 0
800SC | Screen | Systemair (Pty) Ltd |  | 1092.5 | 3 | 0 | 15 | 0 | 0
800SM1.0D | 800 Diam Melinex Silencer 1.0D |  | FM - DONKIN | 0 | 1 | 0 | 2 | 0 | 0
800SM1.0DP | 800 Diam Melinex Silencer 1.0D Podded |  | FM - DONKIN | 0 | 8 | 0 | 40 | 0 | 0
800SM1.5D | 800 Diam Melinex Silencer 1.5D | Attenu-Tec | FM - DONKIN | 3582 | 1 | 0 | 2 | 0 | 0
800SM1.5DP | 800 Diam Melinex Silencer 1.5D Podded | Attenu-Tec | FM - DONKIN | 4192 | 2 | 0 | 4 | 0 | 0
800SM2.0D | 800 Diam Melinex Silencer 2.0D |  | FM - DONKIN | 0 | 1 | 0 | 2 | 0 | 0
800SM2.0DP | 800 Diam Melinex Silencer 2.0D Podded |  | FM - DONKIN | 0 | 1 | 0 | 2 | 0 | 0
800WC | 800 Wall Cowl Galvanized | Attenu-Tec HVAC Parts |  | 1598 | 1 | 0 | 5 | 0 | 0
800mm Dia | Casing, Impeller and Brackets | Centrifab (Pty) Ltd |  | 0 | 2 | 0 | 4 | 0 | 0
8220000263 | 8UFAFCAP - Capacitor | Ebmpapst |  | 50.22 | 6 | 0 | 30 | 0 | 0
830SAP | 830mm Diam podded silencer 1400 Long |  |  | 0 | 1 | 0 | 2 | 0 | 0
85X3SPA | PULLEY FRICTION BELT V-WEDGE 3 GROOVE SPA 1210 TAPER 85MM FENNER | Bearing Man Group |  | 174.26 | 1 | 0 | 5 | 0 | 0
9.223PM | 9.2kW 2P 380V Pad Mount Motor |  |  | 0 | 1 | 0 | 2 | 0 | 0
9.243PM | 9.2kW 4P 380V Pad Mount Motor | ACTOM |  | 7076 | 2 | 0 | 4 | 0 | 0
90 FR 23.8 | 90 Motor Frame - 23.8 mm OD Spacer | Hulmak Engineering cc |  | 30 | 12 | 0 | 62 | 0 | 0
9000004 | CFD ANALYSIS |  |  | 0 | 1 | 0 | 2 | 0 | 0
9000007 | EXTENDED WARRANTY | SODECA |  | 1482.96 | 2 | 0 | 4 | 0 | 0
900CF | 900 Diam Counter Flange | Attenu-Tec HVAC Parts | FM - C/FLANGE | 403 | 1 | 0 | 5 | 0 | 0
900CFUG | 900 Diam Counter Flange Ungalvanised | ULTIMATENG (PTY) LTD | FM - C/FLANGE | 0 | 4 | 0 | 22 | 0 | 0
900FB | Filter Box c/w Weather Louvre (Fresh Air) |  |  | 0 | 1 | 0 | 2 | 0 | 0
900FC | 900 Diam Flexible Connection |  | FM - DONKIN | 0 | 1 | 0 | 2 | 0 | 0
900HVJ-2S | 900 Diam Vertical Discharge Unit | Air Speration | FM - DONKIN | 4053.73 | 2 | 0 | 9 | 0 | 0
900HVJ-2SB | 900 Diam Vertical Discharge BASE |  | FM - DONKIN | 0 | 1 | 0 | 2 | 0 | 0
900Impeller | Majax-2 900.32.E.8 Spare Impeller | Air Speration |  | 2911.14 | 1 | 0 | 2 | 0 | 0
900MBP08 | 1-0350-240 P08 - 900 Motor Bracket | Kart Shop TA Ultimate Laser Cutting |  | 43.84 | 1 | 0 | 5 | 0 | 0
900MF | 900 Diam Mounting Feet | Attenu-Tec HVAC Parts | FM - M/FEET | 23.19 | 2 | 0 | 8 | 0 | 0
900MFUG | 900 Diam Mounting Feet Ungalvanized | ULTIMATENG (PTY) LTD | FM - M/FEET | 0 | 8 | 0 | 38 | 0 | 0
900PLT500-3MM | 900 Casing Sheet - 2839 x 500 - 3mm | NJR STEEL - ALRODE (PTY) LTD | CASING | 897 | 2 | 0 | 12 | 0 | 0
900S1.0D | 900 Diam Silencer 1.0D |  | FM - DONKIN | 0 | 1 | 0 | 2 | 0 | 0
900S1.0DP | 900 Diam Silencer 1.0D Podded |  | FM - DONKIN | 0 | 1 | 0 | 2 | 0 | 0
900S1.5D | 900 Diam Silencer 1.5D | Attenu-Tec | FM - DONKIN | 4272 | 2 | 0 | 10 | 0 | 0
900S1.5DP | 900 Diam Silencer 1.5D Podded |  | FM - DONKIN | 0 | 1 | 0 | 5 | 0 | 0
900S2.0D | 900 Diam Silencer 2.0D | Attenu-Tec | FM - DONKIN | 5661.5 | 1 | 0 | 3 | 0 | 0
900S2.0DP | 900 Diam Silencer 2.0D Podded | Attenu-Tec | FM - DONKIN | 6224 | 1 | 0 | 3 | 0 | 0
900SC | Screen | Centrifab (Pty) Ltd |  | 1002.78 | 1 | 0 | 3 | 0 | 0
900SM1.0D | 900 Diam Melinex Silencer 1.0D |  | FM - DONKIN | 0 | 1 | 0 | 2 | 0 | 0
900SM1.0DP | 900 Diam Melinex Silencer 1.0D Podded |  | FM - DONKIN | 0 | 1 | 0 | 2 | 0 | 0
900SM1.5D | 900 Diam Melinex Silencer 1.5D |  | FM - DONKIN | 0 | 1 | 0 | 2 | 0 | 0
900SM1.5DP | 900 Diam Melinex Silencer 1.5D Podded | Attenu-Tec | FM - DONKIN | 4804 | 1 | 0 | 5 | 0 | 0
900SM2.0D | 900 Diam Melinex Silencer 2.0D |  | FM - DONKIN | 0 | 1 | 0 | 2 | 0 | 0
900SM2.0DP | 900 Diam Melinex Silencer 2.0D Podded | Attenu-Tec | FM - DONKIN | 6224 | 1 | 0 | 2 | 0 | 0
90X2SPZ | Pulley Friction Belt V-wedge 2 Groo | Bearing Man Group |  | 134.3 | 2 | 0 | 10 | 0 | 0
90X3SPA | PULLEY FRICTION BELT V-WEDGE 3 GROOVE SPA 1610 TAPER 90MM FENNER | Bearing Man Group |  | 186.29 | 1 | 0 | 5 | 0 | 0
950x600x1200 | 950 x 600 x 1200mm Silencer |  |  | 0 | 1 | 0 | 2 | 0 | 0
95X3SPA | PULLEY FRICTION BELT V-WEDGE 3 GROOVE SPA 1610 TAPER 95MM FENNER | Bearing Man Group |  | 223.66 | 1 | 0 | 2 | 0 | 0
97-32 | PG-16 GLANDS : PG16 POLYMER CABLE GLAND GREY | Atlantic Lighting & Electrical distributors |  | 5.42 | 38 | 0 | 188 | 0 | 0
97521 | AT 9/7 SC - Single Unit |  | FM - NICOTRA | 0 | 1 | 0 | 2 | 0 | 0
99050-EMB-20-R40 | EMBROIDERY R40 R40 | Workwear Depot (Pty)Ltd |  | 34.78 | 7 | 0 | 35 | 0 | 0
99050-EMB-22-R50 | EMBROIDERY R50 R50 | Workwear Depot (Pty)Ltd | FM - UNIFORM | 42.93 | 4 | 0 | 20 | 0 | 0
99521 | AT 9/9 SC - Single Unit |  | FM - NICOTRA | 0 | 1 | 0 | 2 | 0 | 0
A) | LDP/400/6/15/B/19mm - 0.75kW 2P | CFW Fans (Pty) Ltd |  | 1308 | 2 | 0 | 8 | 0 | 0
A/01 | Volume Control Damper & Quad 100mm |  |  | 0 | 12 | 0 | 60 | 0 | 0
A/02 | Fire Damper c/w Link & Quad 100mm |  |  | 0 | 12 | 0 | 58 | 0 | 0
AA | Volume Control Damper & Quad 100mm |  |  | 0 | 1 | 0 | 2 | 0 | 0
ABOVE FANS ARE FOR | ICC BASEMENT PARKING |  |  | 0 | 1 | 0 | 2 | 0 | 0
AC AXIAL FAN | 130, 220V, FORM V, KL |  |  | 0 | 1 | 0 | 2 | 0 | 0
AC COMPACT FAN | 119X119X38, 220V, GL, PLUG |  |  | 0 | 1 | 0 | 2 | 0 | 0
ADF-PVT30 | PVT 30 | AF Fans CC |  | 2560 | 1 | 0 | 2 | 0 | 0
ADF-PVT30-DUCT | Spiral Flex PVC ducting, 5m Length, 300mm Diameter | AF Fans CC |  | 960 | 1 | 0 | 5 | 0 | 0
ADRA- | RA 1200(W)*600(H) NS PCW | Advantage Air Africa Pty Ltd |  | 183.23 | 100 | 0 | 500 | 0 | 0
ADSD | SINGLE DEFLECTION GRILLE 625(W)*625(H) OVER FLANGE NATURAL | Advantage Air Africa Pty Ltd |  | 776.58 | 2 | 0 | 12 | 0 | 0
ADWL-- | WL 900(W)*600(H) NS NA |  |  | 0 | 1 | 0 | 2 | 0 | 0
ADWL. | WEATHER LOUVRE 520(W)*520(H) OPENING SIZE NATURALLY ANOD | Advantage Air Africa Pty Ltd |  | 785.66 | 4 | 0 | 18 | 0 | 0
ADWL.. | WEATHER LOUVRE 800(W)*800(H) HS NA |  |  | 0 | 1 | 0 | 2 | 0 | 0
AF4.0X4+EWHSL | ALFIX 4.0MM2 4 CORE+E S/LENGHT | Alvern Cables (Pty) Ltd |  | 47.06 | 50 | 0 | 250 | 0 | 0
AIR HOSE 1M | AIR HOSE 8MM | MG AUTO PAINT (PTY) LTD | CONSUMABLES | 30.43 | 5 | 0 | 25 | 0 | 0
AIRMAX2-500 | AIRMAX-2.500 W |  | FM - DONKIN | 0 | 1 | 0 | 2 | 0 | 0
AIRMAX2-500P | AIRMAX-2.500 P |  | FM - DONKIN | 0 | 1 | 0 | 2 | 0 | 0
AIRMAX2-650 | AIRMAX-2.650 W |  | FM - DONKIN | 0 | 1 | 0 | 4 | 0 | 0
AIRMAX2-650P | AIRMAX-2.650 P |  | FM - DONKIN | 0 | 1 | 0 | 2 | 0 | 0
AIRMAX2-650P.EC | AIRMAX-2.650 P. EC |  | FM - DONKIN | 0 | 1 | 0 | 2 | 0 | 0
AIRMAX2-650W | AIRMAX-2.650 W.EC |  | FM - DONKIN | 0 | 1 | 0 | 2 | 0 | 0
AIRMAX2-750 | AIRMAX-2.750 W |  | FM - DONKIN | 0 | 1 | 0 | 2 | 0 | 0
AIRMAX2-750P | AIRMAX-2.750 P |  | FM - DONKIN | 0 | 1 | 0 | 2 | 0 | 0
AIRMAX2-750P.EC | AIRMAX-2.750 P.EC |  | FM - DONKIN | 0 | 1 | 0 | 2 | 0 | 0
AIRMAX2-750W | AIRMAX-2.750 W.EC |  | FM - DONKIN | 0 | 1 | 0 | 2 | 0 | 0
AIRMAX2-850 | AIRMAX-2.850 W |  | FM - DONKIN | 0 | 1 | 0 | 5 | 0 | 0
AIRMAX2-850P | AIRMAX-2.850 P |  | FM - DONKIN | 0 | 1 | 0 | 2 | 0 | 0
AT | 3001 ALU FOIL TAPE 48mm X 50m (30 micron) | Advantage Air Africa Pty Ltd |  | 80.5 | 2 | 0 | 8 | 0 | 0
AT 12/9 SC/BD | AT 12/9 SC - Single Unit, Belt drive C/W 4kW 4P 380V FM | TS TELEKI T/A VENT SYSTEM AND PROJECTS | FM - NICOTRA | 2000 | 1 | 0 | 2 | 0 | 0
AT12/12 | AT12/12 c/w 3kw 4p 380V |  |  | 0 | 1 | 0 | 2 | 0 | 0
ATT/01 | Attenuator 200x600mm |  |  | 813.27 | 1 | 0 | 5 | 0 | 0
AVMs- | Anti-Vibration Rubber Mounts | Seal 'N Devices (Pty) Ltd |  | 53.46 | 14 | 0 | 72 | 0 | 0
AWSL/1/ 600X600)P/0/P1/ | 600 X 600 | TROX South Africa (Pty) Ltd |  | 2479 | 1 | 0 | 3 | 0 | 0
AWSL/1/1000X500/OP/0/P1/ | 1000 X 500 | TROX South Africa (Pty) Ltd | Accessories | 3264 | 2 | 0 | 6 | 0 | 0
AXIP450 | TAXIP F300: 450-5-25 | Kayites | FM - KAYITES | 4520.64 | 2 | 0 | 6 | 0 | 0
Accounting | Subscription (Accounting) | Sage South Africa (Pty) Ltd |  | 7252.17 | 1 | 0 | 2 | 0 | 0
Additional Costs | Material Cutting Cost |  | BENDING/CUTTING | 0 | 3 | 0 | 15 | 0 | 0
Airfreight | - Dar Es Salaam | Kayites |  | 0 | 1 | 0 | 3 | 0 | 0
Airfreight - | Dar Es Salaam |  |  | 1200.58 | 1 | 0 | 2 | 0 | 0
Airmax PB | Airmax Poles & Brackets | Mafilisti Trading and Projects (Pty) Ltd |  | 112 | 60 | 0 | 260 | 0 | 0
Airmax-2.650.W. | Airmax-2.650.W - Wall Fan - 187 Watts - 230/1/50 - Twin Blade - Black (Pull Cord) |  |  | 0 | 1 | 0 | 4 | 0 | 0
Al Blades | Aluminium Blades | CFW Fans (Pty) Ltd | FM - IMPELLER | 85 | 47 | 0 | 234 | 0 | 0
Al Blanks | Aluminium Blanks | CFW Fans (Pty) Ltd | FM - IMPELLER | 11 | 6 | 0 | 29 | 0 | 0
Angle S355JR-50x50x5mm | Angle S355JR 50x50x5mm 6Mtr | NJR STEEL - ALRODE (PTY) LTD | FABRICATION | 309.4 | 1 | 0 | 2 | 0 | 0
Assembly | Building Casing & Impeller |  |  | 0 | 1 | 0 | 2 | 0 | 0
B) | LDP/315/6/10/B/14mm - 0.55kW 2P | CFW Fans (Pty) Ltd |  | 29.97 | 7 | 0 | 29 | 0 | 0
B-124-FAN1 | HTMV-125-4T/9-40 400/690V.IE3 -60Hz - Roof Top Exhaust Fan |  |  | 0 | 2 | 0 | 10 | 0 | 0
B-135-FAN1 | TORRETTE TR-A 450 T4 2.2KW ATEX Zone 1 - Explosion Proof Roof Top Centrifugal Exhaust Fan |  |  | 0 | 2 | 0 | 10 | 0 | 0
B-135-FAN2 | TORRETTE TR-A 500 T4 3KW ATEX Zone 1 - Explosion Proof Roof Top Centrifugal Exhaust Fan |  |  | 0 | 1 | 0 | 2 | 0 | 0
B-135-FAN3 | TORRETTE TR-A 400 T4 1.1KW ATEX Zone 1 - Explosion Proof Roof Top Centrifugal Exhaust Fan |  |  | 0 | 1 | 0 | 5 | 0 | 0
B-135-FAN4 | TORRETTE TRK-AR 500 T4 3KW - Roof Top Centrifugal Exhaust Fan |  |  | 0 | 1 | 0 | 2 | 0 | 0
B-135-FAN5 | TORRETTE TR-A 500 T4 3KW ATEX Zone 1 - Explosion Proof Roof Top Centrifugal Exhaust Fan |  |  | 0 | 1 | 0 | 5 | 0 | 0
B-135-FAN6 | VORTICENT CMS 35/14 T4 4KW - Wall Mountex Centrifugal Exhaust Fan |  |  | 0 | 1 | 0 | 2 | 0 | 0
B-135-FAN7 | VORTICENT CMS 25/10 T4 0.75KW - Wall Mounted Centrifugal Exhaust Fan |  |  | 0 | 1 | 0 | 2 | 0 | 0
B-135-FAN8 | ENKEL QBK 190 EC - Cassette Type Exhaust Fan |  |  | 0 | 1 | 0 | 2 | 0 | 0
B-91-FAN1 | TORRETTE TR-A 710 T6 4KW ATEX Zone 1 - Explosion Proof Roof Top Centrifugal Exhaust Fan |  |  | 0 | 1 | 0 | 2 | 0 | 0
B-91-FAN2 | HC-63-4T/H/ATEX/2G Ex db 230/400V - 60Hz - Explosion Proof Wall Mounted Centrifugal Exhaust Fan |  |  | 0 | 1 | 0 | 5 | 0 | 0
B-91-FAN3 | TORRETTE TR-A 500 T4 3KW ATEX Zone 1 - Explosion Proof Roof Top Exhaust Fan |  |  | 0 | 1 | 0 | 5 | 0 | 0
B-91-FAN4 | HTMV-90-4T-7.5/ATEX/2G Ex db 400/690V - Explosion Proof Roof Top Exhaust Fan |  |  | 0 | 1 | 0 | 2 | 0 | 0
B-91-FAN5 | TORRETTE TRS 310 EC - Roof Top Exhaust Fan |  |  | 0 | 1 | 0 | 2 | 0 | 0
B-91-FAN6 | TORRETTE TRS 250 EC - Roof Top Exhaust Fan |  |  | 0 | 1 | 0 | 2 | 0 | 0
B-91-FAN7 | Lineo 200 - Inline Exhaust Fan | Luck and King |  | 490 | 1 | 0 | 2 | 0 | 0
B/01 | Volume Control Damper & Quad 150mm |  |  | 0 | 4 | 0 | 22 | 0 | 0
B/02 | Fire Damper c/w Link & Quad 150mm |  |  | 0 | 3 | 0 | 15 | 0 | 0
B1000 | BCC2 800/1.0D1 BELT DRIVEN C/W 15KW 4P 380V |  |  | 0 | 1 | 0 | 2 | 0 | 0
B3 | IA Certification (Imported Equipment). Document Review and IA Certification Transfer Based on ATEX | MEGATON SYSTEMS (PTY) LTD. T/A MTEX LABORATORIES |  | 3473.5 | 1 | 0 | 2 | 0 | 0
BAF100 | BAF 100 | Kayites | FM - KAYITES | 59.08 | 1 | 0 | 4 | 0 | 0
BAF125 | BAF 125 | Kayites | FM - KAYITES | 95.86 | 1 | 0 | 5 | 0 | 0
BAF150 | BAF 150 | Kayites | FM - KAYITES | 137.02 | 2 | 0 | 10 | 0 | 0
BBC19X10/14T | BANDSAW BIMETAL M42 19x10/14T (2.480x1) | SPARES 2000 CC t/a SHARP-RITE |  | 210 | 1 | 0 | 2 | 0 | 0
BBC19X10/14T-2 | BANDSAW BIMETAL M42 19x10/14T (3.050x1) | SPARES 2000 CC t/a SHARP-RITE |  | 210 | 3 | 0 | 10 | 0 | 0
BBF19X10/14DOM | BANDSAW BIMETAL M42 19x10/14T (2.480x1) | SPARES 2000 CC t/a SHARP-RITE |  | 210 | 2 | 0 | 12 | 0 | 0
BBF27X8/12T | BANDSAW BIMETAL M42 8/12T (2.480X1) | SPARES 2000 CC t/a SHARP-RITE |  | 219.14 | 2 | 0 | 7 | 0 | 0
BC-L7ZDW | BC-L7ZDW (BCL720) c/w 3.0kw 4P 380V Motor |  |  | 0 | 1 | 0 | 2 | 0 | 0
BCC 15 | BCC 15/0.75kW arrangement 1A class 2 c/w 4kW 4Pole 525v fan Spped 3057rpm |  |  | 0 | 1 | 0 | 2 | 0 | 0
BCC 18/01 Class1 (1A) SISW | 4 kW 4 Pole 380 V |  |  | 0 | 1 | 0 | 2 | 0 | 0
BCC 18/01 Class1 (2A) Belt Driven | c/w 5.5 kW 4 Pole 380 V Motor |  |  | 0 | 1 | 0 | 2 | 0 | 0
BCC 21/01 Class1 (2A) Belt Driven | c/w 5.5 kW 4 Pole 380V (IP66) | CFW Fans (Pty) Ltd |  | 43708 | 1 | 0 | 3 | 0 | 0
BCC 24/0.93 SI | c/w 4KW 4P 380V |  |  | 0 | 1 | 0 | 2 | 0 | 0
BCC 27/ | BCC 27/1.0 c/w 7.5kW 4Pole 380 v |  |  | 0 | 1 | 0 | 2 | 0 | 0
BCC 30/0.71 SI (ARR 6A) | c/w 15 kW 4 Pole 380 V (Direct Driven) |  |  | 0 | 1 | 0 | 2 | 0 | 0
BCC 30/0.75 Class 2 (6A) | c/w 15 kW 4 Pole 380 V Motor (Direct Driven) |  |  | 0 | 1 | 0 | 2 | 0 | 0
BCC 36/0.81 SI CLASS 3 (A6) | c/w 37 kW 4 Pole 380 V (Direct Driven) |  |  | 0 | 1 | 0 | 2 | 0 | 0
BCC 39 | BCC 39/0.99 SISW c/w 75Kw 4P 400V Motor | CFW Fans (Pty) Ltd |  | 212333 | 1 | 0 | 3 | 0 | 0
BCC 42/1 Arr2 (Belt driven) | c/w 18.5 kW 4 Pole 380 V Motor |  |  | 0 | 1 | 0 | 2 | 0 | 0
BCC 45/1.0 (SISW 1A) | c/w 45kW 4 Pole 525 V |  |  | 0 | 1 | 0 | 2 | 0 | 0
BCC IMP | 21-inch BCC Impeller |  |  | 0 | 1 | 0 | 2 | 0 | 0
BCC-2 | 560/1.0SISW1 c/w 4kw CLASS2 ARR(6A)T60 |  |  | 0 | 1 | 0 | 2 | 0 | 0
BCC-2 315/1.0 | c/w 1.1 kW 2 Pole 380 V (Belt Driven) |  |  | 0 | 1 | 0 | 2 | 0 | 0
BCC-2 400 1 | 4A DIDW Belt Driven c/w 3kW 4Pole 380v Motor |  |  | 0 | 1 | 0 | 2 | 0 | 0
BCC-2 450/1.0 | 2A DIDW c/w 5.5 kW 4 Pole 380V |  | Fan | 0 | 1 | 0 | 2 | 0 | 0
BCC-2 500/1.0 | 4A c/w 7.5 kW 4 Pole 380V | Centrifab (Pty) Ltd |  | 31900 | 1 | 0 | 5 | 0 | 0
BCC-2 500/1.0 DI CLASS 2 (2A) | c/w 15 kW 4 Pole 380 V (Belt Driven) |  |  | 0 | 1 | 0 | 2 | 0 | 0
BCC-2 560 | c/w 2.2kW 4Pole 380v Motor |  |  | 0 | 1 | 0 | 2 | 0 | 0
BCC-2 630/1 DI 4A | c/w 11 kW 4 Pole 380 V |  |  | 0 | 1 | 0 | 2 | 0 | 0
BCC-2 630/1.0S1 CLASS2 ARR(1A) | C/w 4kw 4pole 380v (Belt Driven) |  |  | 0 | 1 | 0 | 2 | 0 | 0
BCC-2 710/1.0 DI CLASS 2 (2A) | c/w 30 kW 4 Pole 380 V (Belt Driven) |  |  | 0 | 1 | 0 | 2 | 0 | 0
BCC-2 710/1.0 SI 1A | c/w 15 kW 4 Pole 380 V Motor (Belt Driven) |  |  | 0 | 1 | 0 | 2 | 0 | 0
BCC-2 710/10 | BCC-2 710/10 4Arr c/w 11kW 4Pole 380v Motor |  |  | 0 | 1 | 0 | 2 | 0 | 0
BCC-2 800 1.0 DIDW | Arrgt 2-A CL Fan Assembly. L180 |  |  | 0 | 1 | 0 | 2 | 0 | 0
BCC-24/1.0 | BCC-24/1.0 c/w 30KW 4P 380V |  |  | 0 | 1 | 0 | 2 | 0 | 0
BCC-2400 | BCC-2 400 DIDW c/w 5.5Kw 4P 380V - J96084 |  |  | 0 | 1 | 0 | 2 | 0 | 0
BCC12/0.75 | c/w 1.1 kW 4 Pole 380 V |  |  | 0 | 1 | 0 | 2 | 0 | 0
BCC15-J61923 | BCC 15/0.75 CL2 Ar 1A c/w 4.0kw 4P 525V - J61923 | Centrifab (Pty) Ltd |  | 53900 | 1 | 0 | 3 | 0 | 0
BCC27P28350 | BCC 27/1.0 SISW AR 6A c/w 3.0Kw 6P 380V |  |  | 0 | 1 | 0 | 2 | 0 | 0
BCC36 | BCC36/0.8 SI CLASS 4 (1A) c/w 55kw 4Pole 380V (Belt-Driven) |  |  | 0 | 1 | 0 | 2 | 0 | 0
BD 15/15 T6 (42117) | BD 15/15 T6 2.2kw 2523 | Vortice Elettrosociali SpA |  | 6923.88 | 1 | 0 | 3 | 0 | 0
BDB-280 CM | BCC DIDW CENTRIFUGAL FAN | Air Movement Supplies |  | 6267 | 1 | 0 | 3 | 0 | 0
BF | Base Frame - HBC-M 630 |  |  | 0 | 1 | 0 | 2 | 0 | 0
BF50L1.51HS | Box fan 1250mm LOUV 220v 01.50kW S/S | Luft Industries Natal (Pty) Ltd |  | 3636.07 | 4 | 0 | 18 | 0 | 0
BP01 | PLASTIC BUCKLES 12MM - (1000) | Advantage Air Africa Pty Ltd |  | 230.1 | 1 | 0 | 2 | 0 | 0
Balance Impeller | Impeller Balancing 2.5kg 4p | ISO BALANCING |  | 643.45 | 2 | 0 | 9 | 0 | 1
Bcc 30/1.0 Class 1 (1A) SISW | c/w 4 kW 4 Pole 380 V |  |  | 0 | 1 | 0 | 2 | 0 | 0
Bellax 400 | Bellax 400 c/w 0.25kW 4Pole 380v Motor |  |  | 0 | 1 | 0 | 2 | 0 | 0
Bellax 560 | Bellax 560 20.D 8 - c/w 1.5kw 4P 220v |  |  | 0 | 1 | 0 | 2 | 0 | 0
Bellax 630 | Bellax 630 20.D 8- c/w1.5kw 4P 220V | Centrifab (Pty) Ltd |  | 7868 | 1 | 0 | 3 | 0 | 0
Bellax 800 | Bellax 800 32-E-8 c/w 1.5kW 6Pole Motor | Centrifab (Pty) Ltd |  | 16392 | 1 | 0 | 3 | 0 | 0
Bellax500 | Bellax 500 - 20 - C - 8 c/w 2,2KW 2P 220V | Air Speration |  | 8453.75 | 1 | 0 | 2 | 0 | 0
Bend System | MULTI BEND SYSTEM 50 R | Strongman Metal Tools CC |  | 9999 | 1 | 0 | 2 | 0 | 0
Bending | in house bending | Kart Shop TA Ultimate Laser Cutting |  | 5.6 | 72 | 0 | 360 | 0 | 0
C1000X500FM | Casing Size 1000diam x 500Long | GALVAGLOW (PTY) LTD | CASING | 0 | 1 | 0 | 2 | 0 | 0
C315x315 | Casing size 315diamx315 | GALVAGLOW (PTY) LTD | FM - CASING | 144 | 1 | 0 | 2 | 0 | 0
C315x315UG | Casing size 315diamx315-Ungalvanised | TS TELEKI T/A VENT SYSTEM AND PROJECTS | CASING | 594.72 | 3 | 0 | 15 | 0 | 0
C400x400 | Casing Size 400diamx400 | GALVAGLOW (PTY) LTD | FM - CASING | 225.64 | 1 | 0 | 2 | 0 | 0
C400x400NH | Casing Size 400diamx400-NO HOLES |  | CASING | 1195 | 1 | 0 | 2 | 0 | 0
C400x400UG | Casing Size 400diamx400-Ungalvanised | TS TELEKI T/A VENT SYSTEM AND PROJECTS | CASING | 849.6 | 2 | 0 | 10 | 0 | 0
C4324 | 2.0MX1.5MX3.MM KLINGERSIL C4324 | Klinger Mzansi (Pty) Ltd |  | 2195.15 | 1 | 0 | 2 | 0 | 0
C462x470-B | Casing size 462diamx470 Buffalo | GALVAGLOW (PTY) LTD | FM - DONKIN | 0 | 1 | 0 | 5 | 0 | 0
C462x470UG-B | Casing size 462diamx470 Buffalo-Ungalvanised | TS TELEKI T/A VENT SYSTEM AND PROJECTS | FM - DONKIN | 1491.01 | 1 | 0 | 5 | 0 | 0
C500x400 | Casing Size 500diamx400 | GALVAGLOW (PTY) LTD | FM - CASING | 124.5 | 1 | 0 | 2 | 0 | 0
C500x400NH | Casing Size 500diamx400-NO HOLES |  | CASING | 1438 | 1 | 0 | 2 | 0 | 0
C500x400UG | Casing Size 500diamx400-Ungalvanised | TS TELEKI T/A VENT SYSTEM AND PROJECTS | CASING | 1019.75 | 3 | 0 | 15 | 0 | 0
C560x400 | Casing size 560diamx400 | GALVAGLOW (PTY) LTD | FM - CASING | 0 | 2 | 0 | 10 | 0 | 0
C560x400UG | Casing size 560diamx400-Ungalvanised | TS TELEKI T/A VENT SYSTEM AND PROJECTS | CASING | 1180.84 | 1 | 0 | 5 | 0 | 0
C560x500 | Casing size 560diamx500 | CFW Fans (Pty) Ltd | FM - CASING | 1792 | 1 | 0 | 3 | 0 | 0
C560x500UG | Casing size 560diamx500-Ungalvanised |  | CASING | 0 | 1 | 0 | 2 | 0 | 0
C630x400 | Casing Size 630diamx400 | GALVAGLOW (PTY) LTD | FM - CASING | 0 | 2 | 0 | 10 | 0 | 0
C630x400UG | Casing Size 630diamx400-Ungalvanised | TS TELEKI T/A VENT SYSTEM AND PROJECTS | CASING | 1402.45 | 2 | 0 | 10 | 0 | 0
C710x400 | Casing Size 710diamx400 | GALVAGLOW (PTY) LTD | FM - CASING | 0 | 5 | 0 | 25 | 0 | 0
C710x400UG | Casing Size 710diamx400-Ungalvanised | TS TELEKI T/A VENT SYSTEM AND PROJECTS | CASING | 1505.57 | 2 | 0 | 10 | 0 | 0
C800x400 | Casing Size 800diamx400 | GALVAGLOW (PTY) LTD | FM - CASING | 0 | 3 | 0 | 14 | 0 | 0
C800x400UG | Casing Size 800diamx400-Ungalvanised | TS TELEKI T/A VENT SYSTEM AND PROJECTS | CASING | 2044.2 | 2 | 0 | 10 | 0 | 0
C800x500 | Casing Size 800diamx500 | CFW Fans (Pty) Ltd | FM - CASING | 1095 | 1 | 0 | 3 | 0 | 0
C800x500FM | Casing Size 800diamx500 Foot Mount | GALVAGLOW (PTY) LTD | CASING | 0 | 1 | 0 | 5 | 0 | 0
C900x500 | Casing Size 900diamx500 | GALVAGLOW (PTY) LTD | FM - CASING | 0 | 1 | 0 | 5 | 0 | 0
C965x740 | Casing Size 965diam x 740Long | GALVAGLOW (PTY) LTD | CASING | 0 | 1 | 0 | 5 | 0 | 0
CA/Line/EC | 31 50/60HZ |  |  | 0 | 1 | 0 | 2 | 0 | 0
CA4 | CA4V - 1' 1/4 |  | FM - FPZ | 0 | 1 | 0 | 2 | 0 | 0
CA5 | CA5V - 1' 1/2 |  | FM - FPZ | 0 | 1 | 0 | 2 | 0 | 0
CA6 | CA6V - 2' | Effepizeta | FM - FPZ | 604.23 | 6 | 0 | 12 | 0 | 0
CA8 | CA8 - 3' | Effepizeta | FM - FPZ | 0 | 2 | 0 | 4 | 0 | 0
CA9 | CA9- 4' | Effepizeta | FM - FPZ | 1243.84 | 2 | 0 | 4 | 0 | 0
CAMC | CAMC-360-80 B/2 |  |  | 0 | 1 | 0 | 2 | 0 | 0
CAMC-560 | CAMC-560-160 MA/2 |  |  | 0 | 1 | 0 | 2 | 0 | 0
CANCOLSPIG150 | CANCOLLAR SPIGOT 150 DIA | Advantage Air Africa Pty Ltd |  | 111.3 | 100 | 0 | 500 | 0 | 0
CAP0.14220 | New Capacitor suitable for 60hz 0.1kw 1430rpm 230V | Luck and King | FM - LUCK & KING | 285 | 1 | 0 | 2 | 0 | 0
CAS | CAS-248-2T-1.5/INOX-316 230/400V. IE3 |  |  | 0 | 1 | 0 | 2 | 0 | 0
CAS. | CAS-242-2T-0.5/INOX-316 230/400V |  |  | 0 | 1 | 0 | 2 | 0 | 0
CAS.. | CAS-242-2T-0.5/INOX-316 230/400V. |  |  | 0 | 1 | 0 | 2 | 0 | 0
CASB-560-2T-25 | c/w 18.5 kW 4 Pole 380 V (Direct Driven) |  |  | 0 | 1 | 0 | 2 | 0 | 0
CASB-900 | CASB-900-4T-30/ATEX/3G Ex ec 380/660V./ARR.9 60H |  |  | 0 | 1 | 0 | 2 | 0 | 0
CCD25 | 250 DIA SQUARE CONSTANT VOLUME DIFFUSER |  |  | 0 | 1 | 0 | 2 | 0 | 0
CCTV | Camera Replacement | AXEGROUP |  | 1750 | 1 | 0 | 2 | 0 | 0
CDXRT | CDXRT-250-3 230/400V. IE3 |  |  | 0 | 1 | 0 | 2 | 0 | 0
CE 250 | CE 250 | Luft Industries Natal (Pty) Ltd |  | 0 | 2 | 0 | 11 | 0 | 0
CE200 | CE200 |  |  | 0 | 1 | 0 | 2 | 0 | 0
CF/01 | LCF 56 - 1440rpm - 4 Speed 220V |  |  | 0 | 2 | 0 | 10 | 0 | 0
CF4 | CF4 - 1' 1/4 |  | FM - FPZ | 0 | 1 | 0 | 2 | 0 | 0
CF5 | CF5 - 1' 1/2 | Effepizeta | FM - FPZ | 0 | 1 | 0 | 2 | 0 | 0
CF6 | CF6 - 2' |  | FM - FPZ | 0 | 1 | 0 | 2 | 0 | 0
CF8 | CF8 - 3' | Effepizeta | FM - FPZ | 230.34 | 2 | 0 | 4 | 0 | 0
CF9 | CF9 - 4' | Effepizeta | FM - FPZ | 524.73 | 5 | 0 | 10 | 0 | 0
CFD2.5 | 2.5 Amps Speed Controller | Kayites | FM - KAYITES | 277.75 | 2 | 0 | 9 | 0 | 0
CHT | CHT-200-4M 230V. |  |  | 0 | 1 | 0 | 2 | 0 | 0
CI-100-4T-F-300 | CI-100-4T-F-300 |  |  | 0 | 1 | 0 | 2 | 0 | 0
CJ77J-DNM12-104-02-M | DENIM WORK JACKET INDIGO M | Workwear Depot (Pty)Ltd |  | 406.11 | 1 | 0 | 5 | 0 | 0
CJ77J-DNM12-104-03-L | DENIM WORK JACKET INDIGO L | Workwear Depot (Pty)Ltd |  | 406.11 | 1 | 0 | 5 | 0 | 0
CJ77J-NAVBOT-101-01-S | VERSATEX TWO-TONE WORK JACKET NAVY/BOTTLE S | Workwear Depot (Pty)Ltd |  | 303.48 | 1 | 0 | 2 | 0 | 0
CJ77J-NAVBOT-101-02-M | VERSATEX TWO-TONE WORK JACKET NAVY/BOTTLE M | Workwear Depot (Pty)Ltd |  | 303.48 | 1 | 0 | 2 | 0 | 0
CJ77J-NAVBOT-101-04-XL | VERSATEX TWO-TONE WORK JACKET NAVY/BOTTLE XL | Workwear Depot (Pty)Ltd |  | 303.48 | 1 | 0 | 5 | 0 | 0
CL/PLUS/EC-6035 | Rectangular Fan |  |  | 0 | 1 | 0 | 2 | 0 | 0
CL/PLUS/EC-7040 | Rectangular Fan |  |  | 0 | 1 | 0 | 2 | 0 | 0
CLAMP | CLAMP | MG AUTO PAINT (PTY) LTD | CONSUMABLES | 4.35 | 2 | 0 | 10 | 0 | 0
CLIPS003 | 75mm Galv Filter Clip | Filtermac Design ( Pty) Ltd |  | 37 | 51 | 0 | 179 | 0 | 0
CMP | CMP 820 2M |  |  | 0 | 1 | 0 | 2 | 0 | 0
CMP11254T | CMP 1128 4T |  |  | 0 | 1 | 0 | 2 | 0 | 0
CMRS-400-2T | CMRS-400-2T-5.5 LG270-0-45-90-135-315 |  |  | 0 | 1 | 0 | 2 | 0 | 0
CMS25 | Vorticent CMS 25/10 T4 0.75KW (1400 CFM) | Vortice Elettrosociali SpA | FM - VORTICE | 0 | 1 | 0 | 3 | 0 | 0
CMS35 | Vorticent CMS 35/14 T4 4KW (4600 CFM) | Vortice Elettrosociali SpA | FM - VORTICE | 0 | 1 | 0 | 3 | 0 | 0
CMV400 | CMVpro 400 P4 PPs Casing & impeller RD 90 Fan c/w 5.5kw 4P 380V | Polimatrix SA (Pty) Ltd |  | 61919.67 | 1 | 0 | 3 | 0 | 0
CMVpro DD250-250P4 PPs LG 0 | 1.5 kW 4 Pole 220 V |  |  | 0 | 1 | 0 | 2 | 0 | 0
CN4PC-SS-DAS | Screws & Springs for Combination Set Dasqua | SPARES 2000 CC t/a SHARP-RITE |  | 115 | 2 | 0 | 6 | 0 | 0
CONT/0350/00960 | MLM 36V Power Supply Unit |  |  | 0 | 1 | 0 | 2 | 0 | 0
COUNCIL BILLINGG | February Council Billing | Stand 231 Alrode South CC |  | 1405.09 | 1 | 0 | 2 | 0 | 0
COUP SET | COUPLER SET CARLA | MG AUTO PAINT (PTY) LTD | CONSUMABLES | 86.96 | 1 | 0 | 5 | 0 | 0
CP77P-DESMBO-201-00-28 | VERSATEX WORK TROUSERS BOTTLE 28 | Workwear Depot (Pty)Ltd |  | 260 | 1 | 0 | 2 | 0 | 0
CP77P-DESMBO-201-00-32 | VERSATEX WORK TROUSERS BOTTLE 32 | Workwear Depot (Pty)Ltd |  | 260 | 1 | 0 | 2 | 0 | 0
CP77P-DESMBO-201-00-44 | VERSATEX WORK TROUSERS BOTTLE 44 | Workwear Depot (Pty)Ltd |  | 260 | 1 | 0 | 5 | 0 | 0
CP77P-DNM12-104-00-32 | DENIM WORK TROUSERS INDIGO 32 | Workwear Depot (Pty)Ltd |  | 372.2 | 1 | 0 | 5 | 0 | 0
CP77P-DNM12-104-00-38 | DENIM WORK TROUSERS INDIGO 38 | Workwear Depot (Pty)Ltd | FM - UNIFORM | 372.2 | 1 | 0 | 5 | 0 | 0
CPV | CPV2045/4T-IE3 |  |  | 0 | 1 | 0 | 2 | 0 | 0
CPV/ATEX | CPV/ATEX-160-4T/2D EX TB |  |  | 0 | 1 | 0 | 2 | 0 | 0
CRAD190 | CRAD 190 | Kayites | FM - KAYITES | 872.8 | 1 | 0 | 2 | 0 | 0
CRAD225 | CRAD 225 | Kayites | FM - KAYITES | 0 | 1 | 0 | 2 | 0 | 0
CRAD250 | CRAD 250 | Kayites | FM - KAYITES | 0 | 1 | 0 | 3 | 0 | 0
CRAD280 | CRAD 280 | Kayites | FM - KAYITES | 0 | 1 | 0 | 2 | 0 | 0
CRAD355 | CRAD 355 |  | FM - KAYITES | 0 | 1 | 0 | 2 | 0 | 0
CRAD400 | CRAD 400 | Kayites | FM - KAYITES | 0 | 1 | 0 | 2 | 0 | 0
CRAD450 | CRAD 450 | Kayites | FM - KAYITES | 4865.1 | 1 | 0 | 3 | 0 | 0
CRAD500 | CRAD 500 | Kayites | FM - KAYITES | 0 | 1 | 0 | 2 | 0 | 0
CRAD560 | CRAD 560 |  | FM - KAYITES | 0 | 1 | 0 | 2 | 0 | 0
CRADIK190 | CRADIK 190 |  | FM - KAYITES | 0 | 1 | 0 | 2 | 0 | 0
CRADIK225 | CRADIK 225 |  | FM - KAYITES | 0 | 1 | 0 | 2 | 0 | 0
CRADIK250 | CRADIK 250 |  | FM - KAYITES | 0 | 1 | 0 | 2 | 0 | 0
CRADIK280 | CRADIK 280 |  | FM - KAYITES | 0 | 1 | 0 | 2 | 0 | 0
CRADIK355 | CRADIK 355 |  | FM - KAYITES | 0 | 1 | 0 | 2 | 0 | 0
CRADIK400 | CRADIK 400 |  | FM - KAYITES | 0 | 1 | 0 | 2 | 0 | 0
CRADIK450 | CRADIK 450 |  | FM - KAYITES | 0 | 1 | 0 | 2 | 0 | 0
CRADIK500 | CRADIK 500 |  | FM - KAYITES | 0 | 1 | 0 | 2 | 0 | 0
CRADIK560 | CRADIK 560 |  | FM - KAYITES | 0 | 1 | 0 | 2 | 0 | 0
CSH1000x1.5 | Copper Sheet (2000x1000x1.5mm) | Gold Circle Metals |  | 11250 | 1 | 0 | 2 | 0 | 0
CT1.50X4BK | CABTYRE 1,5MM2 4 CORE BLACK | Alvern Cables (Pty) Ltd |  | 17.45 | 50 | 0 | 250 | 0 | 0
CT2.50X4BK | CABTYRE 2,5MM2 4 CORE - BLACK | Alvern Cables (Pty) Ltd |  | 27.96 | 50 | 0 | 250 | 0 | 0
CTA/01 | Attenuator 150x600mm |  |  | 0 | 1 | 0 | 5 | 0 | 0
CTA/02 | Attenuator 150x600mm |  |  | 0 | 1 | 0 | 2 | 0 | 0
CTF - 60 | c/w 1.8kW 4Pole 220v |  |  | 0 | 1 | 0 | 2 | 0 | 0
CTF - 80 | CTF-80 c/w 2.2kW 960rpm 220v |  |  | 0 | 1 | 0 | 2 | 0 | 0
CTF-40 | CTF-40 c/w 1.1kw 2990rpm 380V |  |  | 0 | 1 | 0 | 2 | 0 | 0
CTF-50 | c/w 1.1kW 4Pole 220v |  |  | 0 | 1 | 0 | 2 | 0 | 0
CTerm-Cap | Casing Terminal Cap | GALVAGLOW (PTY) LTD | FM - DONKIN | 0 | 10 | 0 | 52 | 0 | 0
CUB100 | CUB 100 |  | FM - KAYITES | 0 | 1 | 0 | 2 | 0 | 0
CUB125 | CUB 125 |  | FM - KAYITES | 0 | 1 | 0 | 2 | 0 | 0
CUB150 | CUB 150 |  | FM - KAYITES | 0 | 1 | 0 | 2 | 0 | 0
CUB160 | CUB 160 |  | FM - KAYITES | 0 | 1 | 0 | 2 | 0 | 0
CUB200 | CUB 200 |  | FM - KAYITES | 0 | 1 | 0 | 2 | 0 | 0
CUB250 | CUB 250 |  | FM - KAYITES | 0 | 1 | 0 | 2 | 0 | 0
CUB315 | CUB 315 |  | FM - KAYITES | 0 | 1 | 0 | 2 | 0 | 0
CUB355 | CUB 355 |  | FM - KAYITES | 0 | 1 | 0 | 2 | 0 | 0
CUB400 | CUB 400 |  | FM - KAYITES | 0 | 1 | 0 | 2 | 0 | 0
CUB450 | CUB 450 |  | FM - KAYITES | 0 | 1 | 0 | 2 | 0 | 0
CUB500 | CUB 500 |  | FM - KAYITES | 0 | 1 | 0 | 2 | 0 | 0
CUB560 | CUB 560 |  | FM - KAYITES | 0 | 1 | 0 | 2 | 0 | 0
CZ200C | Neoprene Clamp - 200mm |  |  | 0 | 1 | 0 | 2 | 0 | 0
CZ315C | Neoprene Clamp 315 |  |  | 0 | 4 | 0 | 20 | 0 | 0
Callout | Callout | Lime Laser service | FM - MACHINERY | 566.67 | 2 | 0 | 8 | 0 | 0
Centrifugal Fan | 280 CM BCC DIDW CENTRIFUGAL FAN |  |  | 0 | 1 | 0 | 2 | 0 | 0
Company Car | Mahindra 1.2T MX2 A/T | Egoli Auto (Pty) Ltd t/a Mahindra JHB South |  | 273229.14 | 1 | 0 | 5 | 0 | 0
Compile | Report | TDCM Engineering cc |  | 940.5 | 9 | 0 | 25 | 0 | 0
Control Panel | For 7-off Fans |  |  | 0 | 1 | 0 | 2 | 0 | 0
Copper Cut | Cut Sheet (2mx1mx1.5mm) to strips of 120mm on 2m lth | Airtec Fans & Engineering | BENDING/CUTTING | 62.5 | 4 | 0 | 16 | 0 | 0
Counter-Flanges | DDM 10/10 | Attenu-Tec HVAC Parts |  | 97 | 2 | 0 | 5 | 0 | 0
Crates | Wooden crates | Air Speration |  | 800 | 7 | 0 | 19 | 0 | 0
D) | Casings - 315mm Casing to Suit Above | CFW Fans (Pty) Ltd |  | 95.46 | 1 | 0 | 4 | 0 | 0
D100000 | UV250/1/6/F | Centrifab (Pty) Ltd |  | 3446.25 | 8 | 0 | 40 | 0 | 0
D100001 | CMP-1128-4T | Attenu-Tec | FM - SODECA | 163.13 | 1 | 0 | 5 | 0 | 0
D100002 | HAT-28-4M | CFW Fans (Pty) Ltd | FM - SODECA | 430.34 | 1 | 0 | 2 | 0 | 0
D100003 | HAT-35-4T | CFW Fans (Pty) Ltd | FM - SODECA | 250 | 1 | 0 | 2 | 0 | 0
D100004 | HAT-35-2M |  | FM - SODECA | 0 | 1 | 0 | 2 | 0 | 0
D100005 | CAM-550-2T 5.5 | Luft Industries Natal (Pty) Ltd | FM - SODECA | 2681.25 | 7 | 0 | 24 | 0 | 0
D100006 | HJBM PLUS 45 - T4 0.55KW |  | FM - SODECA | 0 | 4 | 0 | 20 | 0 | 0
D100007 | HJBM 40 M4 0.25 |  | FM - SODECA | 0 | 3 | 0 | 14 | 0 | 0
D100008 | HJBM 50 T4 0.55 |  | FM - SODECA | 0 | 1 | 0 | 2 | 0 | 0
D100009 | CA/LINE 355 220-240V |  | FM - SODECA | 0 | 1 | 0 | 4 | 0 | 0
D100010 | VKAP 100 LD 3.0 | Luft Industries Natal (Pty) Ltd | FM - SODECA | 2428.5 | 1 | 0 | 2 | 0 | 0
D100011 | SV-150-H | Luft Industries Natal (Pty) Ltd | FM - SODECA | 1462.71 | 1 | 0 | 2 | 0 | 0
D100012 | HAT-24-4M | Luft Industries Natal (Pty) Ltd | FM - SODECA | 1240 | 1 | 0 | 2 | 0 | 0
D100013 | CA-LINE-12 | Luft Industries Natal (Pty) Ltd | FM - SODECA | 1413.75 | 1 | 0 | 3 | 0 | 0
D100014 | CA-LINE-15 | Wide Range Engineering (Pty) Ltd | FM - SODECA | 2838.9 | 1 | 0 | 2 | 0 | 0
D100015 | CA-LINE-20 | Wide Range Engineering (Pty) Ltd | FM - SODECA | 2523.07 | 1 | 0 | 2 | 0 | 0
D100016 | NEOSILENT 200 | Luft Industries Natal (Pty) Ltd | FM - SODECA | 2681.07 | 1 | 0 | 2 | 0 | 0
D100017 | NEOSILENT 150 | Luft Industries Natal (Pty) Ltd | FM - SODECA | 930 | 1 | 0 | 2 | 0 | 0
D100018 | CA-160-2T-2 | Luft Industries Natal (Pty) Ltd | FM - SODECA | 338.39 | 1 | 0 | 2 | 0 | 0
D100019 | BD 9/9 - M4 0.35KW 230V - 500HZ STC | Luft Industries Natal (Pty) Ltd | FM - NICOTRA | 906.86 | 1 | 0 | 2 | 0 | 0
D100020 | DDM 9/9 6P | Attenu-Tec | FM - NICOTRA | 10531 | 1 | 0 | 3 | 0 | 0
D100021 | DDM 10/8 245W 230V 6P 6M0648 |  | FM - NICOTRA | 0 | 1 | 0 | 2 | 0 | 0
D100022 | DDM 10/8 600KW 6N 0220/01 |  | FM - NICOTRA | 0 | 1 | 0 | 2 | 0 | 0
D100023 | BD 12/12 T6 1.1KW 230V/400 50HZ LPC |  | FM - NICOTRA | 0 | 1 | 0 | 5 | 0 | 0
D100024 | BD 12/9 M6 0.76KW 230V/58HZ STC |  | FM - NICOTRA | 0 | 1 | 0 | 2 | 0 | 0
D100026 | MBP 35 2.2KW 380V |  | FM - NICOTRA | 0 | 1 | 0 | 2 | 0 | 0
D100027 | CDC 125A |  | FM - OSTBERG | 0 | 1 | 0 | 2 | 0 | 0
D100028 | CDC 150B |  | FM - OSTBERG | 0 | 1 | 0 | 2 | 0 | 0
D100030 | SCLK03 MS-055-3 |  | FM - FPZ | 0 | 1 | 0 | 2 | 0 | 0
D100031 | SCLK08 R-MD-75KW |  | FM - FPZ | 0 | 1 | 0 | 2 | 0 | 0
D100032 | FPZ FLEXIBLE SLEEVE |  | FM - FPZ | 0 | 1 | 0 | 2 | 0 | 0
D100033 | 25 FA 5 |  | FM - FPZ | 0 | 1 | 0 | 2 | 0 | 0
D100034 | 25 FA 6 |  | FM - FPZ | 0 | 1 | 0 | 2 | 0 | 0
D100035 | 25 FA 8 |  | FM - FPZ | 0 | 1 | 0 | 2 | 0 | 0
D100036 | 25 FLS |  | FM - FPZ | 0 | 1 | 0 | 2 | 0 | 0
D100037 | 25 FL5 |  | FM - FPZ | 0 | 1 | 0 | 2 | 0 | 0
D100038 | 25 FL6 |  | FM - FPZ | 0 | 1 | 0 | 2 | 0 | 0
D100039 | CONTROL UNIT | Attenu-Tec | FM - FPZ | 2827.17 | 12 | 0 | 43 | 0 | 0
D100039 - D31689 | 500 Impeller |  |  | 1691.38 | 1 | 0 | 2 | 0 | 0
D100039 - D31713 | 560 Impeller |  |  | 1816.67 | 1 | 0 | 2 | 0 | 0
D100040 | PS-1-300 SPEED CONTROL |  | FM - DONKIN | 0 | 1 | 0 | 2 | 0 | 0
D100041 | RS-4-O-PS SPEED CONTROL |  | FM - DONKIN | 0 | 1 | 0 | 2 | 0 | 0
D100042 | RS-3-0-TA SPEED CONTROL |  | FM - DONKIN | 0 | 1 | 0 | 2 | 0 | 0
D100043 | R-1/010 SPEED CONTROL |  | FM - DONKIN | 0 | 1 | 0 | 2 | 0 | 0
D100044 | MKM 3 MOUNTING BOX |  | FM - DONKIN | 0 | 1 | 0 | 2 | 0 | 0
D100045 | MKV 2 MOUNTING BOX |  | FM - DONKIN | 0 | 1 | 0 | 2 | 0 | 0
D100046 | Q150 QUIET LINE |  | FM - DONKIN | 0 | 1 | 0 | 2 | 0 | 0
D100047 | R510.0TA SPEED CONTROL |  | FM - DONKIN | 0 | 1 | 0 | 2 | 0 | 0
D100048 | R55.0 SPEED CONTROL |  | FM - DONKIN | 0 | 1 | 0 | 2 | 0 | 0
D100049 | TM-1.5N SENSOR |  | FM - DONKIN | 0 | 1 | 0 | 2 | 0 | 0
D100050 | P2-10 SPEED CONTROL |  | FM - DONKIN | 0 | 1 | 0 | 2 | 0 | 0
D100051 | VFED-400-TA SPEED CONTROL |  | FM - DONKIN | 0 | 1 | 0 | 2 | 0 | 0
D100052 | CHANNEL FILTERS |  | FM - DONKIN | 0 | 1 | 0 | 2 | 0 | 0
D100053 | PRESSURE VALVES |  | FM - DONKIN | 0 | 1 | 0 | 2 | 0 | 0
D100054 | PRESSURE VALVES |  | FM - DONKIN | 0 | 1 | 0 | 2 | 0 | 0
D100055 | RELIEF VALVES |  | FM - DONKIN | 0 | 1 | 0 | 2 | 0 | 0
D100056 | KSB 200 BOX FAN |  | FM - DONKIN | 0 | 1 | 0 | 4 | 0 | 0
D100057 | KSB 150 BOX FAN |  | FM - DONKIN | 0 | 1 | 0 | 2 | 0 | 0
D100058 | KSB 250 BOX FAN |  | FM - DONKIN | 0 | 1 | 0 | 2 | 0 | 0
D100059 | TT SILENT M250 |  | FM - DONKIN | 0 | 1 | 0 | 5 | 0 | 0
D100060 | TT SILENT M125 |  | FM - DONKIN | 0 | 1 | 0 | 2 | 0 | 0
D100061 | VKV4E450 ROOF FAN |  | FM - DONKIN | 0 | 1 | 0 | 2 | 0 | 0
D100062 | VKV4E355 ROOF FAN |  | FM - DONKIN | 0 | 1 | 0 | 2 | 0 | 0
D100063 | TT SILENT - M-100 |  | FM - DONKIN | 0 | 1 | 0 | 2 | 0 | 0
D100064 | TT PRO 100 |  | FM - DONKIN | 0 | 1 | 0 | 2 | 0 | 0
D100065 | TT PRO 125 |  | FM - DONKIN | 0 | 1 | 0 | 2 | 0 | 0
D100066 | TT PRO 150 |  | FM - DONKIN | 0 | 1 | 0 | 2 | 0 | 0
D100067 | TT PRO 160 |  | FM - DONKIN | 0 | 1 | 0 | 2 | 0 | 0
D100068 | TT PRO 200 |  | FM - DONKIN | 0 | 1 | 0 | 2 | 0 | 0
D100069 | VP 150K |  | FM - DONKIN | 0 | 1 | 0 | 2 | 0 | 0
D100070 | VP 100K |  | FM - DONKIN | 0 | 1 | 0 | 2 | 0 | 0
D100071 | VP 125K |  | FM - DONKIN | 0 | 1 | 0 | 2 | 0 | 0
D100072 | MOTOR |  | FM - VORTICE | 0 | 1 | 0 | 2 | 0 | 0
D100073 | CE250BB |  |  | 0 | 1 | 0 | 4 | 0 | 0
D100074 | RM 220/1/50 Speed Controller |  |  | 0 | 1 | 0 | 2 | 0 | 0
D10075 | Lineo 125 Kit |  |  | 0 | 2 | 0 | 8 | 0 | 0
D4E180 | CA02-02 50/60Hz 230V | Ebmpapst |  | 6032.72 | 1 | 0 | 2 | 0 | 0
DAXIS200 | DAXIS 200 |  | FM - KAYITES | 0 | 1 | 0 | 2 | 0 | 0
DAXIS250 | DAXIS 250 |  | FM - KAYITES | 0 | 1 | 0 | 2 | 0 | 0
DAXIS300 | DAXIS 300 |  | FM - KAYITES | 0 | 1 | 0 | 2 | 0 | 0
DAXIS350 | DAXIS 350 |  | FM - KAYITES | 0 | 1 | 0 | 2 | 0 | 0
DD250 | CMVpro DD250-250P4 PPs LG 0 Fan, 380 Volt, 1.5 kW IE1 Standard Efficiency Motor @ 1400 rpm |  |  | 0 | 1 | 0 | 2 | 0 | 0
DD315 | CMVpro DD315-315P4 PPs LG 0 Fan, 380 Volt, 2,2 kW IE1 Standard Efficiency Motor @ 1400 rpm |  |  | 0 | 1 | 0 | 2 | 0 | 0
DD400 | CMVeco DD400-400P4 PPs LG 0 Fan, 380 Volt, 5,5 kW IE1 Standard Efficiency Motor @ 1400 rpm |  |  | 0 | 1 | 0 | 2 | 0 | 0
DMP | VCDQK - VC DAMPER WITH QUADRANT KIT 150*150 | Advantage Air Africa Pty Ltd |  | 0 | 65 | 0 | 325 | 0 | 0
DMP - VCDQK | VC DAMPER WITH QUADRANT KIT 150*150 |  |  | 375.22 | 1 | 0 | 2 | 0 | 0
DPF95%/600/600/300 | DISPOSABLE POCKET FILTER 95% |  |  | 0 | 1 | 0 | 2 | 0 | 0
DPF95%/600/600/600 | DISPOSABLE POCKET FILTER 95% |  |  | 0 | 1 | 0 | 2 | 0 | 0
DPF95%/CUSTOM | DISPOSABLE POCKET FILTER 95% 600MM X 270MM X 300MM |  |  | 0 | 1 | 0 | 2 | 0 | 0
DPF95%/CUSTOM. | DISPOSABLE POCKET FILTER 95% 600MM X 270MM X 600MM |  |  | 0 | 1 | 0 | 2 | 0 | 0
DREC450 | DREC 450 |  | FM - KAYITES | 0 | 1 | 0 | 2 | 0 | 0
DRG4030 | DOOR GRILLE 400/300 NS NA |  |  | 0 | 1 | 0 | 2 | 0 | 0
DRG4040 | DOOR GRILLE 400/400 NS NA |  |  | 0 | 1 | 0 | 2 | 0 | 0
DRILL BIT | 3MM - Drill bit 3mm HSS | SPARES 2000 CC t/a SHARP-RITE |  | 0 | 22 | 0 | 108 | 0 | 0
DRILL BIT - 3MM | Drill bit 3mm HSS |  | CONSUMABLES | 6.6 | 1 | 0 | 2 | 0 | 0
DRILL BIT - 4MM | Drill bit 4mm HSS |  | CONSUMABLES | 10.4 | 1 | 0 | 2 | 0 | 0
DRILL BIT - 5MM | Drill bit 5mm HSS |  | CONSUMABLES | 13.36 | 1 | 0 | 2 | 0 | 0
DRILL BIT - 6MM | Drill bit 6mm HSS |  | CONSUMABLES | 21.44 | 1 | 0 | 2 | 0 | 0
DRILL BIT - SET (5pc) | DRILL SET HSS (2.3.4.5.6) 5PC |  | CONSUMABLES | 27.65 | 1 | 0 | 2 | 0 | 0
DTG/01 | DRG 300x150 Mill c/w Powder Coating |  |  | 0 | 3 | 0 | 15 | 0 | 0
Delivery | - Delivery | D3 Express (PTY) Ltd |  | 0 | 1 | 0 | 4 | 0 | 0
Delivery - | Delivery |  |  | 7831.76 | 1 | 0 | 2 | 0 | 0
Disc Valve | 100 Diam |  | Accessories | 0 | 9 | 0 | 45 | 0 | 0
Duct | 10 Meter Spiral Flexible Ducting | AF Fans CC |  | 169.4 | 1 | 0 | 2 | 0 | 0
E) | Brackets - sets motor mounting brackets (threaded rod) | CFW Fans (Pty) Ltd |  | 172 | 2 | 0 | 8 | 0 | 0
E01-FAN1 | Torrette TR-A 450 T4 2.2KW ATEX ZONE 1 - Explosion Proof Roof Top Exhaust Fan |  |  | 0 | 1 | 0 | 5 | 0 | 0
E01-FAN2 | TORRETTE TR-A 355 T4 0.55KW ATEX Zone 1 - Explosion Proof Roof Top Exhaust Fan |  |  | 0 | 1 | 0 | 5 | 0 | 0
E01-FAN3 | ENKEL QBK 190 EC - Cassette Type Exhaust Fan |  |  | 0 | 1 | 0 | 2 | 0 | 0
E01-FAN4 | CA 150 MD E RF - Roof Top Exhaust Fan |  |  | 0 | 1 | 0 | 5 | 0 | 0
E01-FAN5 | A-E 354 T - Wall Mounted Exhaust Fan |  |  | 0 | 1 | 0 | 2 | 0 | 0
E01-FAN6 | A-E 304 T - Wall Mounted Exhaust Fan |  |  | 0 | 1 | 0 | 2 | 0 | 0
E07TD GOR X M.E | 7.5-9 KW SIZE 132- B5 |  |  | 0 | 1 | 0 | 2 | 0 | 0
E09TD GOR X M.E | 18.5-22kw Size 160-B5 |  |  | 0 | 1 | 0 | 2 | 0 | 0
E1006999 | BD-140 / INOX 316 - Inlet Transition | SODECA |  | 793.07 | 4 | 0 | 8 | 0 | 0
E1007790 | CHT-630-6T/ATEX/2D Ex tb 230/400V. |  |  | 0 | 1 | 0 | 2 | 0 | 0
E1010596 | CAS 254 - 2T - 3 c/w 2.2kw 2Pole 220V-3Ph Motor |  |  | 0 | 1 | 0 | 2 | 0 | 0
E1012489 | CMP-514-2T UL/CSA 480V. 60Hz | SODECA |  | 14037.31 | 4 | 0 | 8 | 0 | 0
E1029657 | CMR/R-1240-4T/ATEX/2G/D EX DB TB/INOX-316 T1 for 250 degree Celsius |  | Sodeca | 0 | 1 | 0 | 2 | 0 | 0
E1098100 | CMRS-710-4T-20/ALL |  |  | 0 | 1 | 0 | 2 | 0 | 0
E1098105 | CMRS-800-6T-7.5/ALL |  |  | 0 | 1 | 0 | 2 | 0 | 0
E1122845 | THT/CL-125-6/12T/9-10-F-400 400V. |  |  | 0 | 1 | 0 | 2 | 0 | 0
E1283492 | CAAE-900/A-2T-15 400/690V 50HZ IE3 RD90 |  | Sodeca | 0 | 1 | 0 | 2 | 0 | 0
E1350433 | HCT/EC-45-2T-2 400V. 50/60Hz. IE5 | SODECA |  | 20527.39 | 1 | 0 | 3 | 0 | 0
E1500271 | CASB-X-900-125-2130RPM |  | Sodeca | 0 | 1 | 0 | 2 | 0 | 0
EAF 06 | 3040 l/s @ 300Pa |  |  | 0 | 1 | 0 | 2 | 0 | 0
EAF 06. | 3040 l/s @ 300Pa (Set 710 Blades to 20 Degree) |  |  | 0 | 1 | 0 | 2 | 0 | 0
ECO100220 | Bubble Wrap - 1250mm x 100mm | Econopak CC |  | 291.06 | 2 | 0 | 10 | 0 | 0
EG/01 | Disc Valve |  |  | 0 | 20 | 0 | 100 | 0 | 0
EG/02 | 4 way Ceiling Diffuser |  |  | 0 | 1 | 0 | 2 | 0 | 0
EML2303033 | 5.5kw 4P 400V/690V B3T 132S IE1 Motor | WEG South Africa |  | 4555.65 | 1 | 0 | 3 | 0 | 0
ENGINE-001 | Engineering Services - 3D Scanning, Modelling of a Fan Blade and Hub | Holt Consulting Engineers | FM - FAN BLADE MODELLING | 44769 | 1 | 0 | 2 | 0 | 0
ESD-220V | Smoke Damper & 220v Actuator |  |  | 0 | 1 | 0 | 2 | 0 | 0
ESD-24V | Smoke Damper & 24v Actuator |  |  | 0 | 1 | 0 | 2 | 0 | 0
EUA1152MM | Eurotherm A1 152mm - 10M | HVAC DISTRIBUTORS (PTY) LTD |  | 305 | 12 | 0 | 60 | 0 | 0
EVC-JH168 | Evaporative Air Cooler: 220V, 380W, 3 Speed, 8000m3/hr, 80Pa | AF Fans CC |  | 9480 | 2 | 0 | 10 | 0 | 0
EVM100 | 100MM METAL EXTRACT VALVE | Advantage Air Africa Pty Ltd |  | 75.6 | 29 | 0 | 65 | 0 | 0
EVM200 | 200MM METAL EXTRACT VALVE |  |  | 0 | 1 | 0 | 2 | 0 | 0
EXD-2.2-2-4-B3 | 2.2KW 2P 230/400V B3 EXD IE2 FS90L | Shaka Machinery (Pty) Ltd | MOTORS | 7175 | 1 | 0 | 2 | 0 | 0
EXD-D90B5 | EXD D90B5 CAST IRON FLANGE | Shaka Machinery (Pty) Ltd | MOTOR FLANGE | 0 | 1 | 0 | 2 | 0 | 0
Electric Motor | 5.5 kW 4 Pole 380 V (Foot Mount) Standard Motor |  |  | 0 | 1 | 0 | 2 | 0 | 0
Evaporative Air Cooler | 380W, 230V, 800m3/hr, 75lt - 3 Speed |  |  | 0 | 2 | 0 | 10 | 0 | 0
F) | Brackets - set motor mounting bracket (threaded rod) | CFW Fans (Pty) Ltd |  | 172 | 1 | 0 | 3 | 0 | 0
F6942 Filter | Donkin Fan Filter F6942 Set |  | FM - DONKIN | 0 | 1 | 0 | 5 | 0 | 0
FA 400 | FAC 400/3/4 |  |  | 0 | 1 | 0 | 2 | 0 | 0
FA6 | FA6 |  |  | 0 | 1 | 0 | 2 | 0 | 0
FA8 | FA8 |  |  | 0 | 1 | 0 | 2 | 0 | 0
FAN QCP | Data Book |  |  | 0 | 1 | 0 | 2 | 0 | 0
FB | Filter box, wall sleeve and flashing | Intervent-Universal (Pty) Ltd |  | 785 | 3 | 0 | 9 | 0 | 0
FBar-50x8mm-6M | Flat Bar CQ 50x8mm 6M | NJR STEEL - ALRODE (PTY) LTD |  | 276.43 | 1 | 0 | 5 | 0 | 0
FCC 21/1 | c/w 0.55 kW 6 Pole 380 V Motor |  |  | 0 | 1 | 0 | 2 | 0 | 0
FD40 | Floor Fan |  |  | 0 | 1 | 0 | 2 | 0 | 0
FILTERSS | RIGID POC FILTERS |  |  | 0 | 1 | 0 | 2 | 0 | 0
FL4 | FL4 - 1' 1/4 |  | FM - FPZ | 0 | 1 | 0 | 2 | 0 | 0
FL5 | FL5 - 1' 1/2 |  | FM - FPZ | 0 | 1 | 0 | 2 | 0 | 0
FL6 | FL6 - 2' | Effepizeta | FM - FPZ | 785.39 | 3 | 0 | 6 | 0 | 0
FL8 | FL8 - 3' | Effepizeta | FM - FPZ | 1114.09 | 2 | 0 | 4 | 0 | 0
FL9 | FL9 - 4 Intake Filter | Effepizeta | FM - FPZ | 1147.25 | 2 | 0 | 4 | 0 | 0
FLAT WASHER | M6 ZB - M6 (6.4 X12X1.6) FLAT WASHER DIN 125A ZINC BLUE | M&D SPECIALISED FASTENERS (PTY) LTD |  | 0 | 136 | 0 | 679 | 0 | 0
FLAT WASHER - M6 ZB | M6 (6.4 X12X1.6) FLAT WASHER DIN 125A ZINC BLUE |  | FASTENERS | 0.09 | 1 | 0 | 2 | 0 | 0
FLEX-W/FRAME (2mx3m) | H=2m x W=3m, Galv Steel Frame (25x25 square tube) | Fischli + Fuhrmann | FM - FABRICATION | 1680 | 2 | 0 | 8 | 0 | 0
FM | 004 - 2940 rpm SANS 60079-15 | Rhenus Logistics (Pty) Ltd |  | 0 | 5 | 0 | 15 | 0 | 0
FM - 004 | 2940 rpm SANS 60079-15 |  |  | 3965.08 | 1 | 0 | 2 | 0 | 0
FM - EXPORT | GOODS DELIVERED |  |  | 49865.97 | 1 | 0 | 2 | 0 | 0
FM - IMPORTS | STOCK RECEIVED |  |  | 45859.31 | 1 | 0 | 2 | 0 | 0
FM - IMPORTS VAT | IMPORT OUTPUT VAT |  |  | 62457.77 | 1 | 0 | 2 | 0 | 0
FM - Inspection | Charges SGS |  |  | 0 | 1 | 0 | 2 | 0 | 0
FM - PRINTER | PRINTER COPIES |  |  | 1761.17 | 1 | 0 | 2 | 0 | 0
FM- 003 | 7.5kW Stator Rewind to 525V | Luck and King |  | 5122.46 | 3 | 0 | 7 | 0 | 0
FMX5000302 | Fumax 500.20.C.8.300.2.3 c/w 3 kW 2 Pole 380V |  |  | 0 | 1 | 0 | 2 | 0 | 0
FMX900 | Fumax 900 |  |  | 0 | 1 | 0 | 2 | 0 | 0
FR500A-4T-4.0G/5.5P-H | 4.0KW 380V 9.5A | Drive Dynamics (Pty) Ltd |  | 4900 | 1 | 0 | 2 | 0 | 0
FRK-25 | DUCT WRAP 10m X 1200 X 25 X 23 FRK (silver) | Advantage Air Africa Pty Ltd |  | 645 | 2 | 0 | 8 | 0 | 0
FS C.25A | Fan Speed Controller |  |  | 0 | 2 | 0 | 11 | 0 | 0
FT4001502 | Funmax 400 15.D.8 c/w 1.5kw 2P 380 V Motor |  | FM - DONKIN | 0 | 1 | 0 | 2 | 0 | 0
FT7101104 | Funmax 710 20.D.8 c/w 1.1kw 4P 380 V Motor | Centrifab (Pty) Ltd | FM - DONKIN | 13600 | 2 | 0 | 4 | 0 | 0
FT8003004 | Fumax 800.32.E.8.300.4.3 c/w 3 kW 4 Pole 380V | Centrifab (Pty) Ltd |  | 22673.9 | 1 | 0 | 3 | 0 | 0
FUMAX | FUMAX 1000.32.F.8 c/w 15KW 4P 380V |  |  | 0 | 1 | 0 | 2 | 0 | 0
FUMAX 500 | FUMAX 500.20.C.8 c/w 0.37KW 4P 380V |  |  | 0 | 1 | 0 | 2 | 0 | 0
FUMAX105X105 | UV print onto alu plates (105mm x105mm) block cut | HC Soekoe CC |  | 8.04 | 25 | 0 | 125 | 0 | 0
FUMAX40X65 | UV print onto alu plates (40mm x65mm) block cut | HC Soekoe CC |  | 4.77 | 25 | 0 | 125 | 0 | 0
FUMAX630 | Fumax 630.20.D.8 c/w 1.5 kw 4P 380V |  |  | 0 | 1 | 0 | 2 | 0 | 0
FUMAX710 | Fumax 710.20.D c/w 3kw 4P 380V |  |  | 0 | 1 | 0 | 2 | 0 | 0
FUMAX900 | Fumax 900.32.4.E.4 c/w5.5kw 4P 380V |  |  | 0 | 1 | 0 | 2 | 0 | 0
Fan Redusor | Fan Size to 260 X 260 mm |  |  | 0 | 1 | 0 | 2 | 0 | 0
Fan Screen | 500mm Dia |  |  | 0 | 1 | 0 | 2 | 0 | 0
Fan Testing | Service Engineer x1 | TDCM Engineering cc |  | 940.5 | 9 | 0 | 25 | 0 | 0
Fiber Laser | Mini Desktop Fibre Laser - Mini Desktop Fibre Laser Marking Machine | Tech Up 3D |  | 35999 | 1 | 0 | 2 | 0 | 0
Flat Washer M6x20x2 | M6x20x2 - Flat Washer Zinc Blue | M&D SPECIALISED FASTENERS (PTY) LTD | FASTENERS | 0.3 | 114 | 0 | 572 | 0 | 0
Fuel Surcharge | Fuel Surcharge | Rhenus Logistics (Pty) Ltd | FREIGHT | 81.45 | 2 | 0 | 4 | 0 | 0
Fumax 1000.32.F.8.1100.4.3 | c/w 11 kW 4 Pole 380 V Motor |  |  | 0 | 7 | 0 | 35 | 0 | 0
Fumax 1000.32.F.8.1500.4.3 | c/w 15 kW 4 Pole 380 V Motor |  |  | 0 | 1 | 0 | 2 | 0 | 0
Fumax 1000.32.F.8.1850.4.3 | c/w 18.5 kW 4 Pole 400 V Motor | Air Speration |  | 48642 | 2 | 0 | 4 | 0 | 0
Fumax 10007504 | 1000 32.F.8 c/w 7.5kW 4 Pole 380V | Centrifab (Pty) Ltd |  | 26488.91 | 14 | 0 | 38 | 0 | 0
Fumax 1250 50.H.6 | 5.5kW 4Pole 380V |  |  | 0 | 1 | 0 | 2 | 0 | 0
Fumax 500 20.C.8 | c/w 2.2kW 4 Pole 380 V |  |  | 0 | 1 | 0 | 2 | 0 | 0
Fumax 560 | Fumax 560.20.D.8 C/W 3KW 2P 380V | Centrifab (Pty) Ltd |  | 14394 | 1 | 0 | 3 | 0 | 0
Fumax 630 | Fumax 630 | Centrifab (Pty) Ltd |  | 9248 | 1 | 0 | 4 | 0 | 0
Fumax 6300754 | 630 20.D.8 c/w 0.75 kW 4 Pole 380V |  |  | 0 | 1 | 0 | 2 | 0 | 0
Fumax 710.20.D.8.0220.4.3 | c/w 2.2 kW 4 Pole 380 V Motor | Centrifab (Pty) Ltd |  | 12391 | 2 | 0 | 4 | 0 | 0
Fumax 800.32.E.8.0400.4.3 | c/w 4 kW 4 Pole 380 V Motor | Centrifab (Pty) Ltd |  | 21973 | 1 | 0 | 3 | 0 | 0
Fumax 8004004 | 800 32.F.8 c/w 4 kW 4 Pole 380V | Centrifab (Pty) Ltd |  | 17220 | 7 | 0 | 15 | 0 | 0
Fumax 900 32.E.8 | c/w 4 kW 4 Pole 380 V |  |  | 0 | 1 | 0 | 2 | 0 | 0
Fumax 900.20.E.8.0550.4.3 | c/w 5.5 kW 4 Pole 380 V | Centrifab (Pty) Ltd |  | 21973 | 8 | 0 | 22 | 0 | 0
Fumax 900.20.E.8.0750.4.3 | c/w 7.7 kW 4 Pole 380 V Motor | Centrifab (Pty) Ltd |  | 21973 | 6 | 0 | 16 | 0 | 0
Fumax-2 400 15.B.8 | 1.5 kW 4 Pole 220 V |  |  | 0 | 1 | 0 | 2 | 0 | 0
Fumax400 | Fumax 4000.15.B.4 C/W 1.5KW 2P 380V | Centrifab (Pty) Ltd |  | 9462.96 | 8 | 0 | 18 | 0 | 0
Fumex 1250.50.H.6.0220.4.3 | c/w 22 kW 4 Pole 380 V Motor |  |  | 0 | 1 | 0 | 2 | 0 | 0
G023 | GLOVES 2.5 GREEN WRIST | INTROWELD CC |  | 48 | 2 | 0 | 10 | 0 | 0
G028 | 8 RED HEAT RESISTANT GLOVES | INTROWELD CC | CONSUMABLES | 69 | 1 | 0 | 5 | 0 | 0
G2E180EH0301 | 220V SI Centrifugal Fan | Ebmpapst |  | 5110.49 | 6 | 0 | 30 | 0 | 0
GALV PLATE | 3mm Galvanised Plate | Kart Shop TA Ultimate Laser Cutting | PLATE | 2334 | 1 | 0 | 6 | 0 | 0
GALV PLATE - BR | 3mm Galvanised Plate For Brackets |  | PLATE | 2334 | 1 | 0 | 2 | 0 | 0
GALV PLATE - PR1 | 3mm Galvanised Plate - Program 1 |  | PLATE | 2950 | 1 | 0 | 2 | 0 | 0
GALV-TERMINAL CAP | TERMINAL CAP | GALVAGLOW (PTY) LTD |  | 0 | 16 | 0 | 80 | 0 | 0
GALVANISING | Galvanizing General 11 X FAN CASING | GALVAGLOW (PTY) LTD |  | 13.04 | 290 | 0 | 1452 | 0 | 0
GAS001 | Rolls Gasketing | Filtermac Design ( Pty) Ltd |  | 73 | 3 | 0 | 11 | 0 | 0
GL5 | 380V Extraction & Ventilation 380V, 0.55kW 1430rpm 7000m3/hr | Bluetech Fans (Pty) Ltd |  | 735 | 3 | 0 | 7 | 0 | 0
GLF12.5 | Box, NO MOTOR | AF Fans CC |  | 3280 | 1 | 0 | 6 | 0 | 0
GLF7 | c/w 0.45kW 960RPM 380V Motor | Bluetech Fans (Pty) Ltd |  | 1064.25 | 2 | 0 | 6 | 0 | 0
GM35SG5IH | GM 35 S, UNIT, ACCOUSTIC HOOD |  |  | 0 | 1 | 0 | 2 | 0 | 0
GRM300 | Shutter PVC Gravity for 200mmFan S/Frame | Luft Industries Natal (Pty) Ltd |  | 450.75 | 1 | 0 | 5 | 0 | 0
GRM350 | Shutter PVC Gravity for 250mmFan S/Frame | Luft Industries Natal (Pty) Ltd | Accessories | 503.25 | 1 | 0 | 2 | 0 | 0
GRM350. | Shutter PVC Gravity for 250mmFan S/Frame | Luft Industries Natal (Pty) Ltd |  | 536.8 | 2 | 0 | 8 | 0 | 0
GRM400 | Shutter PVC Gravity for 315mmFan S/Frame |  |  | 0 | 1 | 0 | 2 | 0 | 0
GRM535 | Shutter PVC Gravity for 400mmFan S/Frame | Luft Industries Natal (Pty) Ltd |  | 708 | 1 | 0 | 2 | 0 | 0
GRM634 | Shutter PVC Gravity for 450mmFan S/Frame |  |  | 1304 | 1 | 0 | 2 | 0 | 0
GRM635 | Shutter PVC Gravity for 500mmFan S/Frame |  |  | 0 | 1 | 0 | 2 | 0 | 0
GUN H827P | SPRAY GUN H827P BULLDOG | MG AUTO PAINT (PTY) LTD | CONSUMABLES | 521.74 | 1 | 0 | 2 | 0 | 0
Grub Screw | 4mm - 4mm Grub Screw | M&D SPECIALISED FASTENERS (PTY) LTD |  | 0 | 5 | 0 | 25 | 0 | 0
Grub Screw - 4mm | 4mm Grub Screw |  | FASTENERS | 0.6 | 1 | 0 | 2 | 0 | 0
H20102 | WEATHER SEAL 6mm*25mm*5mt BLACK FOAM | Securadeal |  | 29.87 | 4 | 0 | 20 | 0 | 0
HANDLING FEE. | GOODS RETURNED HANDLING FEE - CHARGED AT 15% |  |  | 2672.7 | 3 | 0 | 14 | 0 | 0
HBC-M 1400(E)/0.83 SI Arr (6A) (HD04/04) | c/w 110 kW 4 Pole 525 V |  |  | 0 | 1 | 0 | 2 | 0 | 0
HBC-M 1600(A)/0.93 SI Arr (6A) (HD04/04) | c/w 132 kW 4 Pole 525 V (Direct Driven) |  |  | 0 | 1 | 0 | 2 | 0 | 0
HBC-M 630(B)/0.96 | c/w 18.5 kW 4 Pole 380 V (Direct Driven) |  |  | 0 | 1 | 0 | 2 | 0 | 0
HBC-M 710/1.0 (1A) Class 3 | 30k W 4Pole 380 V Motor (Belt Driven Fan) |  |  | 0 | 1 | 0 | 2 | 0 | 0
HBC-M 900(A)/0.99 SI Arr (6A) (HD04/04) | c/w 55 kW 4 Pole 525V Motor |  |  | 0 | 1 | 0 | 2 | 0 | 0
HBCM630 | HBC-M 630 Ar 6A Direct Driven c/w 9.2KW 2P 380V |  |  | 65293 | 1 | 0 | 2 | 0 | 0
HBF 45 T4 | c/w 0.55 kW 4 Pole 380V Motor |  |  | 0 | 1 | 0 | 2 | 0 | 0
HCT/EC | 45-2T-2 400V 50/60HZ IE5 |  |  | 0 | 1 | 0 | 2 | 0 | 0
HDA 9/9 | Crop to 959mm - 42mm Bore | CFW Fans (Pty) Ltd |  | 7022 | 1 | 0 | 5 | 0 | 0
HDA1250 | HDA 1250 , 9Bladed , axial flow impeller | CFW Fans (Pty) Ltd |  | 7532.2 | 1 | 0 | 2 | 0 | 0
HDA9B315 | HDA9 - 315 Impeller to suit 0.37Kw 2pole Motor | CFW Fans (Pty) Ltd | FM - CFW FANS | 1880 | 1 | 0 | 2 | 0 | 0
HE190ES | VORT QBK HE 190 ES (300CFM) | Vortice Elettrosociali SpA | FM - VORTICE | 0 | 1 | 0 | 3 | 0 | 0
HEP.25.2TH | HEP.25.2T/H | SODECA |  | 3171.49 | 5 | 0 | 9 | 0 | 0
HF002 | Galvanised Holding Frame 610x610x55 | Filtermac Design ( Pty) Ltd |  | 198 | 13 | 0 | 45 | 0 | 0
HIGH H | HIGH HEAT 5LT SILVER | MG AUTO PAINT (PTY) LTD |  | 347.83 | 1 | 0 | 2 | 0 | 0
HJBM-Plus | 50-T-4 c/w 0.55KW 1400rpm 380V |  |  | 0 | 1 | 0 | 2 | 0 | 0
HJBM.PLUS.45.T4 | 0.55kw | Vortice Elettrosociali SpA |  | 6153.01 | 1 | 0 | 2 | 0 | 0
HPLV 500 | c/w 5.5 kW 2 Pole 380V Motor |  |  | 0 | 1 | 0 | 2 | 0 | 0
HPLV 560 | ARR 6A 7,5kW-2P MOTOR 525 V |  |  | 0 | 1 | 0 | 2 | 0 | 0
HPLV 560/1.0 SISW | Spare Impeller |  |  | 0 | 1 | 0 | 2 | 0 | 0
HPLV 630-1 | c/w 11kW 2Pole |  |  | 0 | 1 | 0 | 2 | 0 | 0
HPLV 630/0.71 SISW Ar 6A | c/w 5.5 kW 2 Pole 380V Motor |  |  | 0 | 1 | 0 | 2 | 0 | 0
HPLV 710/0.75 SISW Ar 6A | c/w 15Kw 2P 400V |  |  | 0 | 1 | 0 | 2 | 0 | 0
HPLV710152 | HPLV 710/1.0 SISW Ar 6A c/w 15Kw 2P 400V | Centrifab (Pty) Ltd |  | 28000 | 6 | 0 | 12 | 0 | 0
HV | HV 6 c/w 0.45kw 6P |  |  | 0 | 1 | 0 | 2 | 0 | 0
HV 11.2 | 0.75kW 380V |  |  | 0 | 1 | 0 | 2 | 0 | 0
HV 12.5 | HV1250 c/w 1.1Kw 450 rpm 380V | AF Fans CC |  | 6515.6 | 1 | 0 | 4 | 0 | 0
HV-7 | HV 7 c/w 0.45kW 6Pole | AF Fans CC |  | 3799.6 | 1 | 0 | 2 | 0 | 0
HV5.6 750x400x750 | c/w 0.45KW/ 960RPM / 220V |  |  | 0 | 1 | 0 | 2 | 0 | 0
HV5380V | HV5 c/w 0.55kw 380V | Bluetech Fans (Pty) Ltd |  | 5395.5 | 1 | 0 | 2 | 0 | 0
HV7T | HV 7 c/w 0.45kw 6P 380v | AF Fans CC |  | 3799.6 | 1 | 0 | 2 | 0 | 0
HV8 | c/w 0.37Kw 450 rpm 380V |  |  | 0 | 1 | 0 | 2 | 0 | 0
HV9.5 Fan | HV 9.5 - 220V 0.55KW | Luft Industries Natal (Pty) Ltd |  | 6021 | 1 | 0 | 3 | 0 | 0
HV9.5T | Extractor Fan c/w 0.75kw 380v |  |  | 0 | 1 | 0 | 2 | 0 | 0
HVF | 105L-6 | AF Fans CC |  | 0 | 1 | 0 | 2 | 0 | 0
HVF - 105N | HVF-105N c/w 0.75kW 850rpm 220v |  |  | 12024.8 | 1 | 0 | 2 | 0 | 0
HVF65N | HVF 65 N |  |  | 0 | 1 | 0 | 2 | 0 | 0
HVF75N | HVF 75 N |  |  | 0 | 1 | 0 | 2 | 0 | 0
HVJ-2S- | 315 |  |  | 0 | 1 | 0 | 2 | 0 | 0
HVJ2 | HVJ2 |  |  | 0 | 3 | 0 | 15 | 0 | 0
HVMotor 380V | HV 1250 - 380V Motor | Luft Industries Natal (Pty) Ltd |  | 1447.5 | 4 | 0 | 14 | 0 | 0
HWP100/001 | 500mm Dia Fan Guard 3mm Spiral, 4mm Support, Mild Steel, Uncoated | Heinmor Wire Products CC |  | 433.36 | 1 | 0 | 2 | 0 | 0
HWP100/001- | 800mm Dia Fan Guard | Heinmor Wire Products CC |  | 529.33 | 1 | 0 | 2 | 0 | 0
I&T | Installation and Training | Tech Up 3D |  | 3599 | 1 | 0 | 2 | 0 | 0
ID75/180OD | Cooling Spinner - 75mm ID - 180 OD | Centrifab (Pty) Ltd |  | 850 | 1 | 0 | 2 | 0 | 0
IM-CF | Light duty Impeller |  |  | 0 | 1 | 0 | 2 | 0 | 0
IMA0500B150A10AR24090 | Impeller 0500mm 'B' 150A10AR 24mm 090Frame Deg00(aluminium) |  |  | 0 | 1 | 0 | 2 | 0 | 0
IMP0315B150A05PR14071 | Impeller 0315mm 'B' 150A05PR 14mm 071Frame Deg00 -10 DEG | Luft Industries Natal (Pty) Ltd |  | 782.25 | 1 | 0 | 2 | 0 | 0
IMP0315B150A10AR14071 | Impeller 0315mm 'B' 150A10AR 14mm 071Frame Deg00 -26 DEG | Luft Industries Natal (Pty) Ltd |  | 1571.25 | 1 | 0 | 5 | 0 | 0
IMP0315B150A10PR14071 | Impeller 0315mm 'B' 150A10PR 14mm 071Frame Deg00 21 DEG | Luft Industries Natal (Pty) Ltd |  | 1164.75 | 1 | 0 | 3 | 0 | 0
IMP0400B150A05AR19080 | Impeller 0400mm 'B' 150A05AR 19mm 080Frame Deg00 - 17 DEG | Luft Industries Natal (Pty) Ltd | IMPELLER | 854.1 | 1 | 0 | 2 | 0 | 0
IMP0400B150A05PR14071 | Impeller 0400mm 'B' 150A05PR 14mm 071Frame Deg00 - 10 DEG | Luft Industries Natal (Pty) Ltd |  | 782.25 | 1 | 0 | 2 | 0 | 0
IMP0400B150A05PR19080 | Impeller 0400mm 'B' 150A05PR 19mm 080Frame - 23Deg | Luft Industries Natal (Pty) Ltd |  | 858.75 | 2 | 0 | 12 | 0 | 0
IMP0400B150A05PR24090 | Impeller 0400mm 'B' 150A05PR 24mm 090Frame - 29Deg | Luft Industries Natal (Pty) Ltd |  | 782.25 | 1 | 0 | 2 | 0 | 0
IMP0400B150A10PR14071 | Impeller 0400mm 'B' 150A10PR 14mm 071Frame Deg00 19 DEG | Luft Industries Natal (Pty) Ltd |  | 1164.75 | 1 | 0 | 3 | 0 | 0
IMP0500B150A05AR19080 | Impeller 0500mm 'B' 150A05AR 19mm 080Frame Deg00 - 10 DEG | Luft Industries Natal (Pty) Ltd |  | 985.5 | 1 | 0 | 2 | 0 | 0
IMP0500B150A05AR24090 | Impeller 0500mm 'B' 150A05AR 24mm 090Frame Deg00 -14 DEG | Luft Industries Natal (Pty) Ltd |  | 985.5 | 1 | 0 | 2 | 0 | 0
IMP0500B150A05PR14071 | Impeller 0500mm 'B' 150A05PR 14mm 071Frame Deg00 -17 DEG | Luft Industries Natal (Pty) Ltd |  | 782.25 | 1 | 0 | 2 | 0 | 0
IMP0500B150A10AR14071 | Impeller 0500mm 'B' 150A10AR 14mm 071Frame Deg00 -10 DEG | Luft Industries Natal (Pty) Ltd |  | 1571.25 | 1 | 0 | 2 | 0 | 0
IMP0500B150A10AR19071 | Impeller 0500mm 'B' 150A10AR 19mm 071Frame Deg00 -28 DEG | Luft Industries Natal (Pty) Ltd |  | 1361.75 | 1 | 0 | 2 | 0 | 0
IMP0500B150A10AR24090 | Impeller 0500mm 'B' 150A10AR 24mm 090Frame Deg16 | Luft Industries Natal (Pty) Ltd |  | 1571.25 | 1 | 0 | 3 | 0 | 0
IMP0500B150A10AR24090. | Impeller 0500mm 'B' 150A10AR 24mm 090Fram 16deg | Luft Industries Natal (Pty) Ltd |  | 1571.25 | 1 | 0 | 2 | 0 | 0
IMP0500B150A10AR28100 | Impeller 0500mm 'B' 150A10AR 28mm 100Frame Deg00 -25 DEG | Luft Industries Natal (Pty) Ltd |  | 1403.65 | 1 | 0 | 2 | 0 | 0
IMP0500B150A10AR28100. | Impeller 0500mm 'B' 150A10AR 28mm 100Frame Deg00 - 10 DEG | Luft Industries Natal (Pty) Ltd | IMPELLER | 1361.75 | 1 | 0 | 2 | 0 | 0
IMP0500B150A10PR14071 | Impeller 0500mm 'B' 150A10PR 14mm 071Frame Deg00 - 18 DEG | Luft Industries Natal (Pty) Ltd |  | 1087.1 | 1 | 0 | 2 | 0 | 0
IMP0500B150A10PR140711 | Impeller 0500mm 'B' 150A10PR 14mm 071Frame Deg00 - 12 DEG | Luft Industries Natal (Pty) Ltd |  | 1164.75 | 1 | 0 | 5 | 0 | 0
IMP0560B150A05AR14071 | Impeller 0560mm 'B' 150A05AR 14mm 071Frame Deg00 - 20 DEG | Luft Industries Natal (Pty) Ltd |  | 1076.25 | 1 | 0 | 2 | 0 | 0
IMP0560B150A05AR28100 | Impeller 0560mm 'B' 150A05AR 28mm 100Frame Deg00 - 22 DEG | Luft Industries Natal (Pty) Ltd |  | 1076.25 | 1 | 0 | 5 | 0 | 0
IMP0560B150A05PR14071 | Impeller 0560mm 'B' 150A05PR 14mm 071Frame Deg00 20 DEG | Luft Industries Natal (Pty) Ltd |  | 782.25 | 1 | 0 | 3 | 0 | 0
IMP0560B150A10AR14071 | Impeller 0560mm 'B' 150A10AR 14mm 071Frame Deg00 10 DEG FM3517 | Luft Industries Natal (Pty) Ltd |  | 1517.75 | 1 | 0 | 2 | 0 | 0
IMP0560B150A10AR19080 | Impeller 0560mm 'B' 150A10AR 19mm 080Frame Deg00 - 15 DEG | Luft Industries Natal (Pty) Ltd |  | 1634.5 | 2 | 0 | 11 | 0 | 0
IMP0560B150A10AR19080. | Impeller 0560mm 'B' 150A10AR 19mm 080Frame Deg00 - 20 DEG | Luft Industries Natal (Pty) Ltd |  | 1634.5 | 1 | 0 | 2 | 0 | 0
IMP0560B150A10AR19080.. | Impeller 0560mm 'B' 150A10AR 19mm 080Frame Deg00 - 12 DEG | Luft Industries Natal (Pty) Ltd |  | 1751.25 | 1 | 0 | 5 | 0 | 0
IMP0560B150A10AR19080... | Impeller 0560mm 'B' 150A10AR 19mm 080Frame Deg00 13 DEG FM3516 | Luft Industries Natal (Pty) Ltd |  | 1517.75 | 1 | 0 | 2 | 0 | 0
IMP0560B150A10AR24090 | Impeller 0560mm 'B' 150A10AR 24mm 090Frame Deg00 - 33 DEG | Luft Industries Natal (Pty) Ltd |  | 1751.25 | 1 | 0 | 2 | 0 | 0
IMP0560B150A10AR24090. | Impeller 0560mm 'B' 150A10AR 24mm 090Frame Deg00 - 28 DEG | Luft Industries Natal (Pty) Ltd |  | 1751.25 | 1 | 0 | 5 | 0 | 0
IMP0560B150A10PR14071 | Impeller 0560mm 'B' 150A10PR 14mm 071Frame | Luft Industries Natal (Pty) Ltd |  | 1009.45 | 1 | 0 | 2 | 0 | 0
IMP0560B150A10PR19080 | Impeller 0560mm 'B' 150A10PR 19mm 080Frame Deg00 - 11 DEG | Luft Industries Natal (Pty) Ltd |  | 1164.75 | 1 | 0 | 2 | 0 | 0
IMP0560B250A14AR19080 | Impeller 0560mm 'B' 250A14AR19mm 080Frame | Luft Industries Natal (Pty) Ltd |  | 2104.7 | 1 | 0 | 2 | 0 | 0
IMP0560B250A14AR24090 | Impeller 0560mm 'B' 250A14AR 24mm 090Frame Deg00 - 31 DEG | Luft Industries Natal (Pty) Ltd | IMPELLER | 2098.2 | 1 | 0 | 2 | 0 | 0
IMP0560B250A14AR28100 | Impeller 0560mm 'B' 250A14AR 28mm 100Frame Deg00 - 32 DEG | Luft Industries Natal (Pty) Ltd | IMPELLER | 2104.7 | 1 | 0 | 2 | 0 | 0
IMP0560B250A14PR24090 | Impeller 0560mm 'B' 250A14PR 24mm 090Frame | Luft Industries Natal (Pty) Ltd |  | 1860 | 1 | 0 | 5 | 0 | 0
IMP0630B150A10AR24090 | Impeller 0630mm 'B' 150A10AR 24mm 090Frame Deg00 -27 DEG | Luft Industries Natal (Pty) Ltd |  | 1611.15 | 1 | 0 | 2 | 0 | 0
IMP0630B150A10AR28100 | Impeller 0630mm 'B' 150A10AR 28mm 100Frame Deg00 - 29 DEG | Luft Industries Natal (Pty) Ltd | IMPELLER | 1517.75 | 1 | 0 | 5 | 0 | 0
IMP0630B250A14AR24090 | Impeller 0630mm 'B' 250A14AR 24mm 090Frame | Luft Industries Natal (Pty) Ltd |  | 2086.5 | 2 | 0 | 8 | 0 | 0
IMP0630B250A14AR28100 | Impeller 0630mm 'B' 250A14AR 28mm 100Frame | Luft Industries Natal (Pty) Ltd |  | 2442.91 | 1 | 0 | 4 | 0 | 0
IMP0630B250A14PR28100 | Impeller 0630mm 'B' 250A14PR 28mm 100Frame Deg00 - 30 DEG | Luft Industries Natal (Pty) Ltd |  | 1860 | 1 | 0 | 2 | 0 | 0
IMP0710A150A10AR28100 | Impeller 0710mm 'A' 150A10AR 28mm 100Frame Deg00 - 38 DEG | Luft Industries Natal (Pty) Ltd |  | 1576.12 | 1 | 0 | 2 | 0 | 0
IMP0710B150A05AR28100 | Impeller 0710mm 'B' 150A05AR 28mm 100Frame Deg00 - 35 DEG | Luft Industries Natal (Pty) Ltd |  | 1076.25 | 2 | 0 | 8 | 0 | 0
IMP0710B150A05PR24090 | Impeller 0710mm 'B' 150A05PR 24mm 090Frame Deg00 -21 DEG | Luft Industries Natal (Pty) Ltd |  | 782.25 | 2 | 0 | 8 | 0 | 0
IMP0710B150A10AR28100 | Impeller 0710mm 'B' 150A10AR 28mm 100Frame Deg00 - 33 DEG | Luft Industries Natal (Pty) Ltd |  | 1751.25 | 1 | 0 | 5 | 0 | 0
IMP0710B150A10AR28100. | Impeller 0710mm 'B' 150A10AR 28mm 100Frame Deg00 - 38 DEG | Luft Industries Natal (Pty) Ltd |  | 1751.25 | 1 | 0 | 5 | 0 | 0
IMP0710B250A07PR240903 | Impeller 0710mm 'B' 250A07PR 24mm 090Frame Deg00 -24 DEG | Luft Industries Natal (Pty) Ltd |  | 1324.5 | 1 | 0 | 2 | 0 | 0
IMP0710B250A14AR28100 | Impeller 0710mm 'B' 250A14AR 28mm 100Frame | Luft Industries Natal (Pty) Ltd |  | 2145.82 | 1 | 0 | 4 | 0 | 0
IMP0710B250A14PR24090 | Impeller 0710mm 'B' 250A14PR 24mm 090Frame | Luft Industries Natal (Pty) Ltd |  | 1736 | 1 | 0 | 5 | 0 | 0
IMP0800B150A10AR28100 | Impeller 0800mm 'B' 150A10AR 28mm 100Frame Deg00 - 25 DEG | Luft Industries Natal (Pty) Ltd |  | 1664.65 | 1 | 0 | 4 | 0 | 0
IMP0800B150A10AR28100. | Impeller 0800mm 'B' 150A10AR 28mm 100Frame Deg00 -14 DEG | Luft Industries Natal (Pty) Ltd |  | 1732.25 | 1 | 0 | 2 | 0 | 0
IMP0800B150A10PR28100 | Impeller 0800mm 'B' 150A10PR 28mm 100Frame Deg 25 | Luft Industries Natal (Pty) Ltd |  | 1753.95 | 2 | 0 | 12 | 0 | 0
IMP0800B250A14AR28100 | Impeller 0800mm 'B' 250A14AR 28mm 100Frame | Luft Industries Natal (Pty) Ltd |  | 1612 | 1 | 0 | 2 | 0 | 0
IMP0800B250A14AR38132 | Impeller 0800mm 'B' 250A14AR 38mm 132Frame Deg00 - 35 DEG | Luft Industries Natal (Pty) Ltd |  | 2562 | 4 | 0 | 22 | 0 | 0
IMP0900B250A14AR28 | 900/250/14 13 deg pitch 28mm bore form B Aluminium Blades | Luft Industries Natal (Pty) Ltd |  | 2505.75 | 1 | 0 | 2 | 0 | 0
IMP0900B250A14AR38 | 900/250/14 15 deg pitch 38mm bore form B Aluminium Blades | Luft Industries Natal (Pty) Ltd |  | 2594.15 | 1 | 0 | 2 | 0 | 0
IMP0900B250A14AR38132 | Impeller 0900mm 'B' 250A14AR 38mm 132Frame Deg00 - 15 DEG | Luft Industries Natal (Pty) Ltd | IMPELLER | 2594.15 | 1 | 0 | 5 | 0 | 0
IMP1000B250A14AR38132 | Impeller 1000mm 'B' 250A14AR 38mm 132Frame Deg00 - 25 DEG | Luft Industries Natal (Pty) Ltd |  | 2993.25 | 1 | 0 | 2 | 0 | 0
IMP1220 Impeller | c/w 18.5 kW 4 Pole 380 V |  |  | 0 | 1 | 0 | 2 | 0 | 0
IMP315LDA | 315diam LDA Impeller | CFW Fans (Pty) Ltd |  | 1249 | 1 | 0 | 3 | 0 | 0
IMP400LDA | 400diam LDA Impeller | CFW Fans (Pty) Ltd |  | 1249 | 1 | 0 | 3 | 0 | 0
IMP400LDP | 400diam LDP Impeller | CFW Fans (Pty) Ltd |  | 3706.67 | 1 | 0 | 3 | 0 | 0
IMP560LDP | LDP 560/250/12/1440-Form B - 15 degrees | CFW Fans (Pty) Ltd |  | 2287.33 | 1 | 0 | 3 | 0 | 0
IMP800LDA | LDA 800-9-A16 | CFW Fans (Pty) Ltd |  | 1249 | 1 | 0 | 3 | 0 | 0
INLET-CONE | 18 Inch Inlet Cone | CFW Fans (Pty) Ltd |  | 1600 | 1 | 0 | 6 | 0 | 0
Imepeller 560mm 'B' 250A10AR | 19mm 080Frame 12DEG |  |  | 0 | 1 | 0 | 2 | 0 | 0
Imepeller 560mm 'B' 250A14AR | 19mm 080Frame 15DEG | Luft Industries Natal (Pty) Ltd |  | 2104.7 | 2 | 0 | 8 | 0 | 0
Imp BI | Set pitch, Crop & Balance impeller | Centrifab (Pty) Ltd |  | 7509.5 | 1 | 0 | 2 | 0 | 0
Impeller 0710mm 'B' 150A10AR | 24mm 090Frame 13 DEG | Luft Industries Natal (Pty) Ltd |  | 1517.75 | 1 | 0 | 2 | 0 | 0
Impeller 0710mm 'B' 250A14AR | 24mm 090 Frame 10 DEG | Luft Industries Natal (Pty) Ltd |  | 2323.75 | 2 | 0 | 8 | 0 | 0
Impeller 560mm 'B' 150A10AR | 14mm 071Frame 12DEG | Luft Industries Natal (Pty) Ltd |  | 1517.75 | 2 | 0 | 8 | 0 | 0
Impeller 630mm 'B' 150A10AR | 24mm 090Frame 15DEG | Luft Industries Natal (Pty) Ltd |  | 1517.75 | 1 | 0 | 5 | 0 | 0
Impeller 630mm 'B' 250A14AR | 24mm 090Frame 15 DEG | Luft Industries Natal (Pty) Ltd |  | 2323.75 | 1 | 0 | 2 | 0 | 0
Impeller 710mm 'B' 250A14R | 24mm 090Frame 12 DEG | Luft Industries Natal (Pty) Ltd |  | 2323.75 | 1 | 0 | 2 | 0 | 0
Impeller Plate Mount Fans | Spare Impeller |  |  | 0 | 1 | 0 | 2 | 0 | 0
Impeller shaft | Impeller shaft+2 keys. Stainless Steel | Hulmak Engineering cc |  | 600 | 1 | 0 | 5 | 0 | 0
Induced Draft Plan | INSPECTION TEST PALN (ITP) | SODECA |  | 2955.79 | 3 | 0 | 5 | 0 | 0
Installation | Attenuators | Fresh Air Projects (Pty) Ltd |  | 9478.26 | 1 | 0 | 2 | 0 | 0
J48821 | BCC-2 450 c/w 5.5kw 4P 380V DIDW |  |  | 0 | 1 | 0 | 2 | 0 | 0
J57174BRG | BCC-2 560 Bearings |  |  | 0 | 1 | 0 | 2 | 0 | 0
J57174IMP | BCC-2 560 Impeller set |  |  | 0 | 1 | 0 | 2 | 0 | 0
J57174INC | BCC-2 560 Inlet Cone |  |  | 0 | 1 | 0 | 2 | 0 | 0
J57174SHT | BCC-2 560 Shaft |  |  | 0 | 1 | 0 | 2 | 0 | 0
J70889 FAN | BCC-2 900/1.0 SISW c/w 7.5Kw 4P 380V | Centrifab (Pty) Ltd |  | 74600 | 1 | 0 | 3 | 0 | 0
J89867 AVM | Anti Vibration Mount-Set |  |  | 0 | 1 | 0 | 2 | 0 | 0
J95929 | BCC-2 315 Class 1 DIDW c/w 2.2kw 4P 380V |  |  | 0 | 1 | 0 | 2 | 0 | 0
J96093 | BCC-2 355 DIDW c/w 3.0kw 2P 380V |  |  | 0 | 1 | 0 | 2 | 0 | 0
J96202-BCC-2315 | BCC-2 315 Class 1 AR 4A DIDW excl motor | Centrifab (Pty) Ltd |  | 23613.33 | 1 | 0 | 3 | 0 | 0
JA2 18000Btu | JASA-H18A4/JA2 |  |  | 0 | 1 | 0 | 2 | 0 | 0
JAXI300F400 | JAXI 300 F400 'C / 2H |  | FM - KAYITES | 0 | 1 | 0 | 2 | 0 | 0
JAXI315F300 | JAXI 315 F300 'C / 2H |  | FM - KAYITES | 0 | 1 | 0 | 2 | 0 | 0
JAXI355F300 | JAXI 355 F300 'C / 2H |  | FM - KAYITES | 0 | 1 | 0 | 2 | 0 | 0
JAXI355F400 | JAXI 355 F400 'C / 2H |  | FM - KAYITES | 0 | 1 | 0 | 2 | 0 | 0
JAXI400F300 | JAXI 400 F300 'C / 2H |  | FM - KAYITES | 0 | 1 | 0 | 2 | 0 | 0
JAXI400F400 | JAXI 400 F400 'C / 2H |  | FM - KAYITES | 0 | 1 | 0 | 2 | 0 | 0
JAXI450F300 | JAXI 450 F300 'C / 2H |  | FM - KAYITES | 0 | 1 | 0 | 2 | 0 | 0
JAXI450F400 | JAXI 450 F400 'C / 2H |  | FM - KAYITES | 0 | 1 | 0 | 2 | 0 | 0
JAXI500F300 | JAXI 500 F300 'C / 2H |  | FM - KAYITES | 0 | 1 | 0 | 2 | 0 | 0
JAXI500F400 | JAXI 500 F400 'C / 2H |  | FM - KAYITES | 0 | 1 | 0 | 2 | 0 | 0
JB1948 | HPLV 630/0.71 c/w 4.0kw 2890rpm 525V Motor | Centrifab (Pty) Ltd |  | 4750 | 1 | 0 | 3 | 0 | 0
JC25776 BEARING SET | c/w TIMAKE PLUMMER BLOCK |  |  | 0 | 1 | 0 | 2 | 0 | 0
JC25776 SHAFT | ONLY |  |  | 0 | 1 | 0 | 2 | 0 | 0
JC6202 | BCC-2 Class 1 DI2DW c/w 2,2kW 4P 400V - 2522RPM |  |  | 0 | 1 | 0 | 2 | 0 | 0
JC9756 | BCC-2 315 Class 1 DIDW c/w 2.2kw 4P 380V - 2845RPM |  |  | 0 | 1 | 0 | 2 | 0 | 0
JG/S6 | 600mm 380V 2.2KW 1400rpm |  |  | 0 | 1 | 0 | 2 | 0 | 0
JN2002-GNTBOOT-500-00-06 | GRANITE CHELSEA BOOTS BLACK 6 | Workwear Depot (Pty)Ltd |  | 931.76 | 1 | 0 | 2 | 0 | 0
JN2002-GNTBOOT-500-00-07 | GRANITE CHELSEA BOOTS BLACK 7 | Workwear Depot (Pty)Ltd |  | 931.76 | 1 | 0 | 2 | 0 | 0
JN3002-TUNBOOT-600-00-07 | TUNGSTEN BOOT BLACK 7 | Workwear Depot (Pty)Ltd | FM - UNIFORM | 592.64 | 1 | 0 | 5 | 0 | 0
JN3002-TUNBOOT-600-00-09 | TUNGSTEN BOOT BLACK 9 | Workwear Depot (Pty)Ltd | FM - UNIFORM | 592.63 | 1 | 0 | 2 | 0 | 0
JRAD50F300 | JRAD 50 F300 'C / 2H | Kayites | FM - KAYITES | 8234.75 | 1 | 0 | 3 | 0 | 0
JRAD50F400 | JRAD 50 F400 'C / 2H |  | FM - KAYITES | 0 | 1 | 0 | 2 | 0 | 0
JRAD70F300 | JRAD 70 F300 'C / 2H | Kayites | FM - KAYITES | 10200.65 | 3 | 0 | 15 | 0 | 0
JRAD70F400 | JRAD 70 F400 'C / 2H |  | FM - KAYITES | 0 | 1 | 0 | 2 | 0 | 0
JRAD90F300 | JRAD 90 F300 'C / 2H | Kayites | FM - KAYITES | 10609.51 | 1 | 0 | 2 | 0 | 0
JRAD90F400 | JRAD 90 F400 'C / 2H |  | FM - KAYITES | 0 | 1 | 0 | 2 | 0 | 0
JTPOLY-6398B-600-03-M | WORK T BLACK M | Workwear Depot (Pty)Ltd |  | 194.15 | 1 | 0 | 5 | 0 | 0
JTPOLY-6398B-600-04-L | WORK T BLACK L | Workwear Depot (Pty)Ltd | FM - UNIFORM | 194.15 | 1 | 0 | 5 | 0 | 0
K03MS II ATEX | K03MS II ATEX 3G/D II GOR-A ATEX II2G Ex db eb IIC T3 Gb kW 0,55 B34 IIC T3 +PTC V380 50 Hz IE2 |  |  | 43631.28 | 1 | 0 | 2 | 0 | 0
K03MS055S | SCL-K03 MS-0.55kW-1 |  | FM - FPZ | 0 | 1 | 0 | 2 | 0 | 0
K04MS11S | SCL-K04 MS-1.1kW-1-220V | Effepizeta | FM - FPZ | 6609.77 | 2 | 0 | 4 | 0 | 0
K04MS11T | SCL-K04 MS-1.1kW | Effepizeta | FM - FPZ | 6335 | 2 | 0 | 4 | 0 | 0
K04MS15T | SCL-K04 MS-1.5kW |  | FM - FPZ | 0 | 1 | 0 | 2 | 0 | 0
K05MS11S | SCL-K05 MS-1.1kW-1-220V |  | FM - FPZ | 0 | 1 | 0 | 2 | 0 | 0
K05MS11T | SCL-K05 MS-1.1kW |  | FM - FPZ | 0 | 1 | 0 | 2 | 0 | 0
K05MS15T | SCL-K05 MS-1.5kW | Effepizeta | FM - FPZ | 8276.56 | 2 | 0 | 4 | 0 | 0
K05MS22S | SCL-K04 MS-2.2kW-1-220V |  | FM - FPZ | 0 | 1 | 0 | 2 | 0 | 0
K05MS22T | SCL-K05 MS-2.2kW | Effepizeta | FM - FPZ | 8273.66 | 2 | 0 | 4 | 0 | 0
K05MS3T | SCL-K05 MS-3kW |  | FM - FPZ | 0 | 1 | 0 | 2 | 0 | 0
K05TD3 | SCL-K05 TD-3kW |  | FM - FPZ | 0 | 1 | 0 | 2 | 0 | 0
K05TD4 | SCL-K05 TD-4kW |  | FM - FPZ | 0 | 1 | 0 | 2 | 0 | 0
K05TS3 | SCL-K05 TS-3kW |  | FM - FPZ | 0 | 1 | 0 | 2 | 0 | 0
K05TS4 | SCL-K05 TS-4kW |  | FM - FPZ | 0 | 1 | 0 | 2 | 0 | 0
K06MS22 | SCL-K06 MS-2.2kW |  | FM - FPZ | 0 | 1 | 0 | 2 | 0 | 0
K06MS3 | SCL-K06 MS-3.0kW |  | FM - FPZ | 0 | 1 | 0 | 2 | 0 | 0
K06MS4 | SCL-K06 MS-4W | Effepizeta | FM - FPZ | 7417.57 | 2 | 0 | 4 | 0 | 0
K06TD4 | SCL-K06 TD-4.0kW |  | FM - FPZ | 0 | 1 | 0 | 2 | 0 | 0
K06TD55 | SCL-K06 TD-5.5kW |  | FM - FPZ | 0 | 1 | 0 | 2 | 0 | 0
K06TD75 | SCL-K06 TD-7.5kW |  | FM - FPZ | 0 | 1 | 0 | 2 | 0 | 0
K06TS4 | SCL-K06 TS-4.0kW |  | FM - FPZ | 0 | 1 | 0 | 2 | 0 | 0
K06TS55 | SCL-K06 TS-5.5kW |  | FM - FPZ | 0 | 1 | 0 | 2 | 0 | 0
K06TS75 | SCL-K06 TS-7.5kW |  | FM - FPZ | 0 | 1 | 0 | 2 | 0 | 0
K07MS22 | SCL-K07 MS-2.2kW |  | FM - FPZ | 0 | 1 | 0 | 2 | 0 | 0
K07MS3 | SCL-K07 MS-3.0kW |  | FM - FPZ | 0 | 1 | 0 | 2 | 0 | 0
K07MS4 | SCL-K07 MS-4kW | Effepizeta | FM - FPZ | 15200.44 | 2 | 0 | 4 | 0 | 0
K07MS55 | SCL-K07 MS-5.5kW |  | FM - FPZ | 0 | 1 | 0 | 2 | 0 | 0
K07RMD4 | SCL-K07R MD-4.0kW |  | FM - FPZ | 0 | 1 | 0 | 2 | 0 | 0
K07RMD55 | SCL-K07R MD-5.5kW |  | FM - FPZ | 0 | 1 | 0 | 2 | 0 | 0
K07TD55 | SCL-K07 TD-5.5kW |  | FM - FPZ | 0 | 1 | 0 | 2 | 0 | 0
K07TD75 | SCL-K07 TD-7.5kW |  | FM - FPZ | 0 | 1 | 0 | 2 | 0 | 0
K07TD92 | SCL-K07 TD-9.2kW |  | FM - FPZ | 0 | 1 | 0 | 2 | 0 | 0
K07TS11 | SCL-K07 TS-11kW |  | FM - FPZ | 0 | 1 | 0 | 2 | 0 | 0
K07TS55 | SCL-K07 TS-5.5kW |  | FM - FPZ | 0 | 1 | 0 | 2 | 0 | 0
K07TS75 | SCL-K07 TS-7.5kW |  | FM - FPZ | 0 | 1 | 0 | 2 | 0 | 0
K07TS92 | SCL-K07 TS-9.2kW |  | FM - FPZ | 0 | 1 | 0 | 2 | 0 | 0
K08MS4 | SCL-K08 MS-4kW |  | FM - FPZ | 0 | 1 | 0 | 2 | 0 | 0
K08MS55 | SCL-K08 MS-5.5kW |  | FM - FPZ | 0 | 1 | 0 | 2 | 0 | 0
K08MS75 | SCL-K08 MS-7.5kW | Effepizeta | FM - FPZ | 30692.13 | 2 | 0 | 4 | 0 | 0
K08MS92 | SCL-K08 MS-9.2kW |  | FM - FPZ | 0 | 1 | 0 | 2 | 0 | 0
K08RMD75 | SCL-K08R MD MOR-7.5kw 380V |  | FM - FPZ | 0 | 1 | 0 | 2 | 0 | 0
K08TD11 | SCL-K08 TD-11kW |  | FM - FPZ | 0 | 1 | 0 | 2 | 0 | 0
K08TD15 | SCL-K08 TD-15kW |  | FM - FPZ | 0 | 1 | 0 | 2 | 0 | 0
K08TD75 | SCL-K08 TD-7.5kW |  | FM - FPZ | 0 | 1 | 0 | 2 | 0 | 0
K08TD92 | SCL-K08 TD-9.2kW |  | FM - FPZ | 0 | 1 | 0 | 2 | 0 | 0
K08TS11 | SCL-K08 TS-11kW |  | FM - FPZ | 0 | 1 | 0 | 2 | 0 | 0
K08TS15 | SCL-K08 TS-15kW |  | FM - FPZ | 0 | 1 | 0 | 2 | 0 | 0
K08TS75 | SCL-K08 TS-7.5kW |  | FM - FPZ | 0 | 1 | 0 | 2 | 0 | 0
K08TS92 | SCL-K08 TS-9.2kW |  | FM - FPZ | 0 | 1 | 0 | 2 | 0 | 0
K09MD55 | SCL-K09 MD-5.5kW |  | FM - FPZ | 0 | 1 | 0 | 2 | 0 | 0
K09MD75 | SCL-K09 MD-7.5kW |  | FM - FPZ | 0 | 1 | 0 | 2 | 0 | 0
K09MS11 | SCL-K09 MS-11kW |  | FM - FPZ | 0 | 1 | 0 | 2 | 0 | 0
K09MS4 | SCL-K09 MS-4kW |  | FM - FPZ | 0 | 1 | 0 | 2 | 0 | 0
K09MS55 | SCL-K09 MS-5.5kW | Effepizeta | FM - FPZ | 37510.41 | 2 | 0 | 4 | 0 | 0
K09MS75 | SCL-K09 MS-7.5kW |  | FM - FPZ | 0 | 1 | 0 | 2 | 0 | 0
K09MS92 | SCL-K09 MS-9.2kW |  | FM - FPZ | 0 | 1 | 0 | 2 | 0 | 0
K09TD11 | SCL-K09 TD-11kW |  | FM - FPZ | 0 | 1 | 0 | 2 | 0 | 0
K09TD15 | SCL-K09 TD-15kW | Effepizeta | FM - FPZ | 0 | 2 | 0 | 4 | 0 | 0
K09TS11 | SCL-K09 TS-11kW |  | FM - FPZ | 0 | 1 | 0 | 2 | 0 | 0
K09TS15 | SCL-K09 TS-15kW | Effepizeta | FM - FPZ | 64921.97 | 2 | 0 | 4 | 0 | 0
K10MD75 | SCL-K10 MD-7.5kW |  | FM - FPZ | 0 | 1 | 0 | 2 | 0 | 0
K10MD92 | SCL-K10 MD-9.2kW |  | FM - FPZ | 0 | 1 | 0 | 2 | 0 | 0
K10MS11 | SCL-K10 MS-11kW | Effepizeta | FM - FPZ | 40775.36 | 2 | 0 | 4 | 0 | 0
K10MS15 | SCL-K10 MS-15kW |  | FM - FPZ | 0 | 1 | 0 | 2 | 0 | 0
K10MS55 | SCL-K10 MS-5.5kW |  | FM - FPZ | 0 | 1 | 0 | 2 | 0 | 0
K10MS75 | SCL-K10 MS-7.5kW |  | FM - FPZ | 0 | 1 | 0 | 2 | 0 | 0
K10MS92 | SCL-K10 MS-9.2kW |  | FM - FPZ | 0 | 1 | 0 | 2 | 0 | 0
K10TD11 | SCL-K10 T D-11kW |  | FM - FPZ | 0 | 1 | 0 | 2 | 0 | 0
K10TD15 | SCL-K10 TD-15kW |  | FM - FPZ | 0 | 1 | 0 | 2 | 0 | 0
K10TD185 | SCL-K10 TD-18.5kW |  | FM - FPZ | 0 | 1 | 0 | 2 | 0 | 0
K10TS11 | SCL-K10 TS-11kW |  | FM - FPZ | 0 | 1 | 0 | 2 | 0 | 0
K10TS15 | SCL-K10 TS-15kW |  | FM - FPZ | 0 | 1 | 0 | 2 | 0 | 0
K10TS185 | SCL-K10 TS-18.5kW |  | FM - FPZ | 0 | 1 | 0 | 2 | 0 | 0
K11MD11 | SCL-K11 MD-11kW |  | FM - FPZ | 0 | 1 | 0 | 2 | 0 | 0
K11MD75 | SCL-K11 MD-7.5kW |  | FM - FPZ | 0 | 1 | 0 | 2 | 0 | 0
K11MS11 | SCL-K11 MS-11kW | Effepizeta | FM - FPZ | 48810.59 | 2 | 0 | 4 | 0 | 0
K11MS15 | SCL-K11 MS-15kW |  | FM - FPZ | 0 | 1 | 0 | 2 | 0 | 0
K11MS185 | SCL-K11 MS-18.5kW |  | FM - FPZ | 0 | 1 | 0 | 2 | 0 | 0
K11MS75 | SCL-K11 MS-7.5kW |  | FM - FPZ | 0 | 1 | 0 | 2 | 0 | 0
K11MS92 | SCL-K11 MS-9.2kW |  | FM - FPZ | 0 | 1 | 0 | 2 | 0 | 0
K11TD15 | SCL-K11 TD-15kW |  | FM - FPZ | 0 | 1 | 0 | 2 | 0 | 0
K11TD185 | SCL-K11 TD-18.5kW |  | FM - FPZ | 0 | 1 | 0 | 2 | 0 | 0
K11TS15 | SCL-K11 TS-15kW |  | FM - FPZ | 0 | 1 | 0 | 2 | 0 | 0
K11TS185 | SCL-K11 TS-18.5kW |  | FM - FPZ | 0 | 1 | 0 | 2 | 0 | 0
K11TS22 | SCL-K11 TS-22kW |  | FM - FPZ | 0 | 1 | 0 | 2 | 0 | 0
K11TS30 | SCL E11-TS GOR-C 30KW 400/690-50 V-Hz |  |  | 0 | 1 | 0 | 2 | 0 | 0
K12MD11 | SCL-K12 MD-11kW |  | FM - FPZ | 0 | 1 | 0 | 2 | 0 | 0
K12MD15 | SCL-K12 MD-15kW |  | FM - FPZ | 0 | 1 | 0 | 2 | 0 | 0
K12MS11 | SCL-K12 MS-11kW |  | FM - FPZ | 0 | 1 | 0 | 2 | 0 | 0
K12MS15 | SCL-K12 MS-15kW | Effepizeta | FM - FPZ | 0 | 1 | 0 | 3 | 0 | 0
K12MS185 | SCL-K12 MS-18.5kW |  | FM - FPZ | 0 | 1 | 0 | 2 | 0 | 0
K12MS92 | SCL-K12 MS-9.2kW |  | FM - FPZ | 0 | 1 | 0 | 2 | 0 | 0
K12TD185 | SCL-K12 TD-18.5kW |  | FM - FPZ | 0 | 1 | 0 | 2 | 0 | 0
K431A5F | D 1F-1,05KW X DDMP 8/9 TIG M6A1 |  |  | 0 | 1 | 0 | 2 | 0 | 0
K431A8B | D 1F-2,0KW X DDMP 10/8 M6A4 |  |  | 0 | 1 | 0 | 2 | 0 | 0
K75MS4 | SCL-K75 MS-4kW |  | FM - FPZ | 0 | 1 | 0 | 2 | 0 | 0
K75MS55 | SCL-K75 MS-5.5kW | Effepizeta | FM - FPZ | 0 | 1 | 0 | 3 | 0 | 0
K75MS75 | SCL-K75 MS-7.5kW |  | FM - FPZ | 0 | 1 | 0 | 2 | 0 | 0
KAF100 | KAF 100 |  | FM - KAYITES | 0 | 1 | 0 | 2 | 0 | 0
KAF125 | KAF 125 |  | FM - KAYITES | 0 | 1 | 0 | 2 | 0 | 0
KAF150 | KAF 150 |  | FM - KAYITES | 0 | 1 | 0 | 2 | 0 | 0
KAF160 | KAF 160 |  | FM - KAYITES | 0 | 1 | 0 | 2 | 0 | 0
KAF200 | KAF 200 |  | FM - KAYITES | 0 | 1 | 0 | 2 | 0 | 0
KAF250 | KAF 250 |  | FM - KAYITES | 0 | 1 | 0 | 2 | 0 | 0
KAF315 | KAF 315 |  | FM - KAYITES | 0 | 1 | 0 | 4 | 0 | 0
KAT 15/15 C2 | TWIN BARE FAN 380/380 CW FCC | Air Movement Supplies |  | 10899 | 1 | 0 | 2 | 0 | 0
KAZ120 | KAZ 120 | Kayites | FM - KAYITES | 479.32 | 1 | 0 | 5 | 0 | 0
KAZ140 | KAZ 140 | Kayites | FM - KAYITES | 492.37 | 1 | 0 | 2 | 0 | 0
KAZ160 | KAZ 160 | Kayites | FM - KAYITES | 555.49 | 1 | 0 | 6 | 0 | 0
KDAXIS200 | KDAXIS 200 | Kayites | FM - KAYITES | 432.77 | 1 | 0 | 5 | 0 | 0
KDAXIS250 | KDAXIS 250 | Kayites | FM - KAYITES | 538.3 | 1 | 0 | 6 | 0 | 0
KDAXIS300 | KDAXIS 300 | Kayites | FM - KAYITES | 605.5 | 1 | 0 | 6 | 0 | 0
KDAXIS350 | KDAXIS 350 | Kayites | FM - KAYITES | 672.82 | 1 | 0 | 5 | 0 | 0
KDD 10/10-4/1 | Fan KDD 10/10 550W 4P-1 3SY | Air Movement Supplies |  | 4215 | 1 | 0 | 2 | 0 | 0
KDD 12/12-6-1 | FAN KDD 12/12 517W 6P-1 3SY | Air Movement Supplies |  | 6088 | 5 | 0 | 25 | 0 | 0
KHA50 | Speed Controller |  |  | 0 | 2 | 0 | 10 | 0 | 0
KOMU250 | KOMU250 - Non Return Damper |  | Vents | 114.86 | 1 | 0 | 2 | 0 | 0
KP2-S c/w | 373 Watts 220/1/50 |  |  | 0 | 1 | 0 | 2 | 0 | 0
KP6-H AT | Attenuator |  |  | 0 | 1 | 0 | 2 | 0 | 0
KP6-H. | Filter Unit with Primary and Hepa Filter |  |  | 0 | 1 | 0 | 2 | 0 | 0
KSA-250-4K-M | KSA-250-4K-M | Kayites |  | 0 | 1 | 0 | 2 | 0 | 0
KSA-300-4K-M | KSA-300-4K-M | Kayites | FM - KAYITES | 0 | 1 | 0 | 2 | 0 | 0
KSA-350-4K-M | KSA-350-4K-M | Kayites | FM - KAYITES | 0 | 1 | 0 | 2 | 0 | 0
KSA4004M | KSA-400-4K-M-220V | Kayites | FM - KAYITES | 1520.58 | 1 | 0 | 3 | 0 | 0
KSA4004T | KSA-400-4K-T-380V | Kayites | FM - KAYITES | 1520.58 | 1 | 0 | 3 | 0 | 0
KSA4504M | KSA-450-4K-M-220V | Kayites | FM - KAYITES | 0 | 1 | 0 | 2 | 0 | 0
KSA4504T | KSA-450-4K-T-380V |  | FM - KAYITES | 0 | 1 | 0 | 2 | 0 | 0
KSA5004M | KSA-500-4K-M-220V | Kayites | FM - KAYITES | 1547.46 | 1 | 0 | 3 | 0 | 0
KSA5004T | KSA-500-4K-T-380V | Kayites | FM - KAYITES | 928.48 | 1 | 0 | 3 | 0 | 0
KSA5504M | KSA-550-4K-M-220V |  | FM - KAYITES | 0 | 1 | 0 | 2 | 0 | 0
KSA5504T | KSA-550-4K-T-380V |  | FM - KAYITES | 0 | 1 | 0 | 2 | 0 | 0
KSA6004M | KSA-600-4K-M-220V |  | FM - KAYITES | 0 | 1 | 0 | 2 | 0 | 0
KSA6004T | KSA-600-4K-T-380V | Kayites | FM - KAYITES | 0 | 1 | 0 | 2 | 0 | 0
KSB 150 | INLINE SILENT FAN |  |  | 0 | 3 | 0 | 15 | 0 | 0
KSB250 | KSB250 |  | Vents | 1922.9 | 1 | 0 | 2 | 0 | 0
KUL | 1/200 X 200 back draft damper | TROX South Africa (Pty) Ltd |  | 900 | 15 | 0 | 75 | 0 | 0
Keep-plate5mmOD | Keep Plate 5mm OD. 42mm, ID. 6mm | Attenu-Tec HVAC Parts |  | 4.73 | 126 | 0 | 630 | 0 | 0
Kilometer | Travelled Kilometers | Lime Laser service | FM - MACHINERY | 7 | 100 | 0 | 500 | 0 | 0
L10101101 | CA 100 VO - D Two Speed - Plastic |  | FM - VORTICE | 0 | 1 | 0 | 2 | 0 | 0
L10101126 | CA 125 VO - D Two Speed - Plastic |  | FM - VORTICE | 0 | 1 | 0 | 2 | 0 | 0
L10101151 | CA 150 VO - D Two Speed - Plastic |  | FM - VORTICE | 0 | 1 | 0 | 2 | 0 | 0
L10101200 | CA 200Q VO Lower Volume In-Line Tube Fan Plastic Casin |  | FM - VORTICE | 0 | 1 | 0 | 2 | 0 | 0
L10101250 | CA 250 VO In-Line Tube Fan Plastic Casing |  | FM - VORTICE | 0 | 1 | 0 | 2 | 0 | 0
L10101315 | CA 315 VO In-Line Tube Fan Plastic Casing |  | FM - VORTICE | 0 | 1 | 0 | 2 | 0 | 0
L10101317 | CA 355 |  | FM - VORTICE | 0 | 1 | 0 | 2 | 0 | 0
L20300630 | 24 - 630mm Louvre Shutter Size 756 X 756 |  |  | 0 | 1 | 0 | 2 | 0 | 0
L54202182 | CMA 218-2T | SODECA |  | 2399.64 | 1 | 0 | 2 | 0 | 0
LASER CUTTING-255 | 255 x 298 x 5mm | ULTIMATENG (PTY) LTD | BENDING/CUTTING | 81.99 | 1 | 0 | 5 | 0 | 0
LASER CUTTING-775 | 775 x 225 x 5mm | ULTIMATENG (PTY) LTD | BENDING/CUTTING | 217.32 | 1 | 0 | 5 | 0 | 0
LCE 250 | Extractor Ceiling Fan 250mm 220v | Luft Industries Natal (Pty) Ltd |  | 344 | 3 | 0 | 11 | 0 | 0
LCF- 56 | 900mm Ceiling Sweep Fan |  |  | 0 | 1 | 0 | 2 | 0 | 0
LDA9B710 | LDA9B - Allumium bladed Impeller - Form B to suit 1.1kw 4Pole motor | CFW Fans (Pty) Ltd | FM - CFW FANS | 1737 | 2 | 0 | 10 | 0 | 0
LDP 560/250/12/1440/ | Form B - Blade Angle 15 Deg | CFW Fans (Pty) Ltd |  | 1729 | 2 | 0 | 8 | 0 | 0
LEGESSS-COT135-100-03-M | LEGENDARY SHORT SLEEVE SHIRT BLUE M | Workwear Depot (Pty)Ltd |  | 520.87 | 1 | 0 | 2 | 0 | 0
LEGESSS-COT135-101-03-M | LEGENDARY SHORT SLEEVE SHIRT NAVY M | Workwear Depot (Pty)Ltd |  | 520.87 | 2 | 0 | 8 | 0 | 0
LEGESSS-COT135-914-04-L | LEGENDARY SHORT SLEEVE SHIRT FATIGUE L | Workwear Depot (Pty)Ltd |  | 520.87 | 1 | 0 | 2 | 0 | 0
LEGESSS-MCNAST-M45-03-M | LEGENDARY TWO-TONE SHORT SLEEVE SHIRT - NAVY/STONE M | Workwear Depot (Pty)Ltd |  | 520.87 | 2 | 0 | 10 | 0 | 0
LEGESSS-MCNAST-M45-04-L | LEGENDARY TWO-TONE SHORT SLEEVE SHIRT NAVY/STONE L | Workwear Depot (Pty)Ltd |  | 520.87 | 1 | 0 | 2 | 0 | 0
LFC | LFC 450 SISW CL-1 Arrgt 1A |  |  | 0 | 1 | 0 | 2 | 0 | 0
LS250 | LOUVER SHUTTER Alum. 9 |  | FM - DONKIN | 518.48 | 1 | 0 | 2 | 0 | 0
LS315 | LOUVER SHUTTER Alum. 12 |  | FM - DONKIN | 437.68 | 1 | 0 | 2 | 0 | 0
LS400 | LOUVRE SHUTTER 15'' |  | FM - DONKIN | 555.74 | 1 | 0 | 2 | 0 | 0
LS500 | LOUVRE SHUTTER Alum. 18 |  | FM - DONKIN | 724.5 | 1 | 0 | 2 | 0 | 0
LS630 | LOUVRE SHUTTER Alum. 24 |  | FM - DONKIN | 974.05 | 1 | 0 | 2 | 0 | 0
LT10-3SPD | LT10 - 3-Step Speed Controller 10Amp |  |  | 0 | 1 | 0 | 2 | 0 | 0
Labour. | Repair Dasqua 1012-2010-A COMBINATION SET SQUARE | SPARES 2000 CC t/a SHARP-RITE |  | 2025 | 1 | 0 | 2 | 0 | 0
Laptop | Lenovo AMD RYZEN 7 (i7) 7730U 2.0GHz -8GB ram 512GB 15.6 ich FHD battery 3 Cell | AXEGROUP |  | 11999 | 1 | 0 | 2 | 0 | 0
Laser Cutting | Fans Casing | ULTIMATENG (PTY) LTD | BENDING/CUTTING | 1904.5 | 3 | 0 | 14 | 0 | 0
Laser Cutting - | Program 1 Cutting & Bending |  | BENDING/CUTTING | 3636.67 | 1 | 0 | 2 | 0 | 0
Laser Cutting - S | Special cut flanges |  | BENDING/CUTTING | 742 | 1 | 0 | 2 | 0 | 0
Laser Cutting - TB 315-560 | Program TB 325-560 |  | BENDING/CUTTING | 2760 | 1 | 0 | 2 | 0 | 0
Laser Cutting - TB 630-800 | Program TB 630-800 |  | BENDING/CUTTING | 2760 | 1 | 0 | 2 | 0 | 0
Laser Cutting-Axial P1 | Axial Program 1 Cover | ULTIMATENG (PTY) LTD | BENDING/CUTTING | 2950 | 1 | 0 | 2 | 0 | 0
Laser Cutting-Axial P3 | Axial Program 3 Covers | ULTIMATENG (PTY) LTD | BENDING/CUTTING | 2950 | 1 | 0 | 2 | 0 | 0
Laser Cutting-B | Program Buffalo | ULTIMATENG (PTY) LTD | BENDING/CUTTING | 3230 | 2 | 0 | 8 | 0 | 0
Laser Cutting-Bends | Laser Cutting Bends | ULTIMATENG (PTY) LTD | BENDING/CUTTING | 4.09 | 113 | 0 | 565 | 0 | 0
Laser Cutting-P1000 | Program 1000 - 4mm | ULTIMATENG (PTY) LTD | BENDING/CUTTING | 3000 | 2 | 0 | 8 | 0 | 0
Laser Cutting-P3 | Program 3 | ULTIMATENG (PTY) LTD | BENDING/CUTTING | 3103.33 | 2 | 0 | 12 | 0 | 0
Laser Cutting-P4 | Program 4 | ULTIMATENG (PTY) LTD | BENDING/CUTTING | 2545.38 | 2 | 0 | 11 | 0 | 0
Laser Cutting-P5 | Program 5 | ULTIMATENG (PTY) LTD | BENDING/CUTTING | 3100 | 1 | 0 | 3 | 0 | 0
Laser Cutting-P6 | Program 6 | ULTIMATENG (PTY) LTD | BENDING/CUTTING | 4545 | 1 | 0 | 5 | 0 | 0
Laser Cutting-P900 | Program 900 - 4mm | ULTIMATENG (PTY) LTD | BENDING/CUTTING | 4200 | 2 | 0 | 8 | 0 | 0
Laser Cutting-S | Strips | ULTIMATENG (PTY) LTD | BENDING/CUTTING | 0 | 1 | 0 | 5 | 0 | 0
M10 DIN 934 GRADE 8.8 HEX NUT Z/BLUE 10 934 GR8 ZB | M10 DIN 934 GRADE 8.8 HEX NUT Z/BLUE 10 934 GR8 ZB | M&D SPECIALISED FASTENERS (PTY) LTD |  | 0.65 | 43 | 0 | 214 | 0 | 0
M10 FLAT WASHER (10 .5i/dx20o/dxthk) S/S A2 | M10 Flat Washer S/S A2 | M&D SPECIALISED FASTENERS (PTY) LTD |  | 0.4 | 144 | 0 | 504 | 0 | 0
M10 FLAT WASHER (S/S) | M10x20x3 FLAT WASHER STAINLESS STEEL A2 | M&D SPECIALISED FASTENERS (PTY) LTD | FASTENERS | 4 | 125 | 0 | 625 | 0 | 0
M10 FLAT WASHER ZB | M10 FLAT WASHER DIN 125A ZINC BLUE (10 .5i/dx20o/dxthk) 10 125A ZB | M&D SPECIALISED FASTENERS (PTY) LTD | FASTENERS | 0.24 | 68 | 0 | 339 | 0 | 0
M10 HEX NUT (S/S) | M10 HEX NUT STAINLESS STEEL A2 | M&D SPECIALISED FASTENERS (PTY) LTD | FASTENERS | 1.5 | 75 | 0 | 375 | 0 | 0
M10 Nylock Nut | M10 Nylock Nut Zinc Blue(Silver) | M&D SPECIALISED FASTENERS (PTY) LTD |  | 1.1 | 87 | 0 | 377 | 0 | 0
M10*1 M/S THREADED ROD Z/BLUE 10X1 975 ZB | M10*1 M/S THREADED ROD Z/BLUE 10X1 975 ZB | M&D SPECIALISED FASTENERS (PTY) LTD |  | 20 | 6 | 0 | 22 | 0 | 0
M10*16 | M10*16 HT HEX SET SCREW | M&D SPECIALISED FASTENERS (PTY) LTD |  | 1.88 | 52 | 0 | 259 | 0 | 0
M10*16 (S/S) | M10*16 HT HEX SET SCREW (S/S) A2 | M&D SPECIALISED FASTENERS (PTY) LTD | FASTENERS | 3 | 75 | 0 | 375 | 0 | 0
M10*25 HT HEX SET SCREW Z/BLUE 10X25 933 8.8 ZB | M10*25 HT HEX SET SCREW Z/BLUE 10X25 933 8.8 ZB | M&D SPECIALISED FASTENERS (PTY) LTD |  | 1.8 | 36 | 0 | 181 | 0 | 0
M10X25 | HEX SET SCREW - S/S 304 - A2 | M&D SPECIALISED FASTENERS (PTY) LTD |  | 2.25 | 80 | 0 | 400 | 0 | 0
M10X25X2 FLAT WASHER Z/BLUE 10X25X2 OLD ZB | M10X25X2 FLAT WASHER Z/BLUE 10X25X2 OLD ZB | M&D SPECIALISED FASTENERS (PTY) LTD |  | 0.5 | 109 | 0 | 544 | 0 | 0
M10X35 | Hex Bolts zinc Blue(Silver) | M&D SPECIALISED FASTENERS (PTY) LTD |  | 1.8 | 22 | 0 | 112 | 0 | 0
M10X40 | M10X40 HT HEX SET SCREWS | M&D SPECIALISED FASTENERS (PTY) LTD | FASTENERS | 3.17 | 432 | 0 | 1512 | 0 | 0
M10X45 | M10X45 HT HEX SET SCREWS | M&D SPECIALISED FASTENERS (PTY) LTD |  | 4.33 | 25 | 0 | 125 | 0 | 0
M10X65 | M10X65 HT HEX SET SCREWS | M&D SPECIALISED FASTENERS (PTY) LTD |  | 4 | 8 | 0 | 36 | 0 | 0
M12 | HEX NUT ZINC BLUE | M&D SPECIALISED FASTENERS (PTY) LTD |  | 1.12 | 100 | 0 | 500 | 0 | 0
M12 FLAT WASHER (S/S) | M12x30x3 FLAT WASHER STAINLESS STEEL A2 | M&D SPECIALISED FASTENERS (PTY) LTD | FASTENERS | 2.5 | 125 | 0 | 625 | 0 | 0
M12 FLAT WASHER S/S | M12 FLAT WASHER - S/S A2 - 304 | M&D SPECIALISED FASTENERS (PTY) LTD | FASTENERS | 0.8 | 360 | 0 | 840 | 0 | 0
M12 HEX NUT (S/S) | M12 HEX NUT STAINLESS STEEL A2 | M&D SPECIALISED FASTENERS (PTY) LTD | FASTENERS | 1.8 | 75 | 0 | 375 | 0 | 0
M12*120 | HEX SET SCREW |  |  | 0 | 1 | 0 | 2 | 0 | 0
M12*16 (S/S) | M12*16 HT HEX SET SCREW (S/S) A2 | M&D SPECIALISED FASTENERS (PTY) LTD | FASTENERS | 11 | 1 | 0 | 2 | 0 | 0
M12*20 HT HEX SET SCREW Z/BLUE 12X20 933 8.8 ZB | M12*20 HT HEX SET SCREW Z/BLUE 12X20 933 8.8 ZB | M&D SPECIALISED FASTENERS (PTY) LTD |  | 3 | 48 | 0 | 208 | 0 | 0
M12*20(S/S) | M12*20 HEX SET SCREWS S/S 304 A2 |  | FASTENERS | 6 | 75 | 0 | 375 | 0 | 0
M12*40 | M12*40 HT HEX NUT Z/BLUE | M&D SPECIALISED FASTENERS (PTY) LTD |  | 4.92 | 87 | 0 | 434 | 0 | 0
M12*40*3 Flat Washer ZB | M12*40*3 Flat Washer ZB | M&D SPECIALISED FASTENERS (PTY) LTD | FASTENERS | 0 | 1 | 0 | 2 | 0 | 0
M12*60 | M12X60 HT HEX SET SCREW Z/BLUE -Silver | M&D SPECIALISED FASTENERS (PTY) LTD |  | 4.97 | 64 | 0 | 318 | 0 | 0
M12*90 | HEX SET SCREW | M&D SPECIALISED FASTENERS (PTY) LTD |  | 6.42 | 43 | 0 | 214 | 0 | 0
M12X16 | M12X16 HT HEX SET SCREWS | M&D SPECIALISED FASTENERS (PTY) LTD |  | 6.16 | 72 | 0 | 358 | 0 | 0
M12X25 | M12*25 HT HEX SET SCREW Z/BLUE 12X25 933 8.8 ZB | M&D SPECIALISED FASTENERS (PTY) LTD |  | 3 | 56 | 0 | 282 | 0 | 0
M12X30X3 FLAT WASHER Z/BLUE 12X30X3 OLD ZB | M12X30X3 FLAT WASHER Z/BLUE 12X30X3 OLD ZB | M&D SPECIALISED FASTENERS (PTY) LTD |  | 0.85 | 124 | 0 | 620 | 0 | 0
M12X35 | M12X35 HT Hex Set Screws | M&D SPECIALISED FASTENERS (PTY) LTD |  | 3 | 24 | 0 | 122 | 0 | 0
M13X40X3 | M13X40X3 |  | FASTENERS | 1.15 | 100 | 0 | 500 | 0 | 0
M14 FLAT WASHER DIN 125A ZINC BLUE (15i / d X 28o/d X 2.5thk) 14 125A ZB | M14 FLAT WASHER DIN 125A ZINC BLUE (15i / d X 28o/d X 2.5thk) 14 125A ZB | M&D SPECIALISED FASTENERS (PTY) LTD |  | 0.6 | 15 | 0 | 75 | 0 | 0
M14 FLAT WASHER ZB | M14x30x3 FLAT WASHER Z/BLUE | M&D SPECIALISED FASTENERS (PTY) LTD | FASTENERS | 0.6 | 50 | 0 | 250 | 0 | 0
M14 HT NYLOCK NUT 14 985 GR8 | M14 HT NYLOCK NUT 14 985 GR8 | M&D SPECIALISED FASTENERS (PTY) LTD |  | 1.3 | 8 | 0 | 38 | 0 | 0
M14*50 HT HEX SET SCREW Z/BLUE 14X50 933 8 . 8 ZB | M14*50 HT HEX SET SCREW Z/BLUE 14X50 933 8 . 8 ZB | M&D SPECIALISED FASTENERS (PTY) LTD |  | 8 | 15 | 0 | 75 | 0 | 0
M14X65 Hex Set Screw | M14*65 HT HEX SET SCREW Z/BLUE | M&D SPECIALISED FASTENERS (PTY) LTD | FASTENERS | 6.5 | 50 | 0 | 250 | 0 | 0
M16 FLAT WASHER (17i/d X 30o/d 3thk) ZB | M16 FLAT WASHER DIN 125A ZINC BLUE (17i/d X 30o/d 3thk) 16 125A ZB | M&D SPECIALISED FASTENERS (PTY) LTD | FASTENERS | 0.8 | 167 | 0 | 836 | 0 | 0
M16 FLAT WASHER (S/S) | M16 FLAT WASHER STAINLESS STEEL A2 | M&D SPECIALISED FASTENERS (PTY) LTD | FASTENERS | 1.3 | 50 | 0 | 250 | 0 | 0
M16 FLAT WASHER DIN (17i/d X 30o/d 3thk) S/S A2 | M16 FLAT WASHER DIN (17i/d x 30o/d X 3thk) S/S A2 | M&D SPECIALISED FASTENERS (PTY) LTD |  | 1.3 | 144 | 0 | 504 | 0 | 0
M16 GR8 HEX NUT Z/BLUE 16 934 GR8 ZB | M16 GR8 HEX NUT Z/BLUE 16 934 GR8 ZB | M&D SPECIALISED FASTENERS (PTY) LTD |  | 2.01 | 117 | 0 | 586 | 0 | 0
M16 HEX | M16 HEX NUT HOT DIP GALV | M&D SPECIALISED FASTENERS (PTY) LTD |  | 2 | 2 | 0 | 10 | 0 | 0
M16 HEX NUT (S/S) | M16 HEX NUT STAINLESS STEEL A2 | M&D SPECIALISED FASTENERS (PTY) LTD | FASTENERS | 3.5 | 100 | 0 | 500 | 0 | 0
M16 LOCK NUT | M16 HT LOCK NUT | M&D SPECIALISED FASTENERS (PTY) LTD |  | 1.8 | 150 | 0 | 750 | 0 | 0
M16*1 | MM16*1 M/S THREADED ROD Z/BLUE - 16*1 975 ZB | M&D SPECIALISED FASTENERS (PTY) LTD |  | 75 | 2 | 0 | 12 | 0 | 0
M16*110 | M16*110 GR8.8 HEX BOLT HOT | M&D SPECIALISED FASTENERS (PTY) LTD |  | 20 | 2 | 0 | 10 | 0 | 0
M16*110 HT SET SCREW 16X110 933 8.8 | M16*110 HT SET SCREW 16X110 933 8.8 |  |  | 0 | 1 | 0 | 2 | 0 | 0
M16*120 (S/S) | M16*120 HT HEX SET SCREW (S/S) A2 | M&D SPECIALISED FASTENERS (PTY) LTD | FASTENERS | 45 | 75 | 0 | 375 | 0 | 0
M16*120 HT HEX SET SCREW | M16*120 HT HEX SET SCREW 16X120 933 8.8 | M&D SPECIALISED FASTENERS (PTY) LTD |  | 18.05 | 36 | 0 | 181 | 0 | 0
M16*16 (S/S) | M16*16 HT HEX SET SCREW (S/S) A2 | M&D SPECIALISED FASTENERS (PTY) LTD | FASTENERS | 11 | 1 | 0 | 2 | 0 | 0
M16*20 | M16*20 Hex Set Screws | M&D SPECIALISED FASTENERS (PTY) LTD |  | 7.14 | 70 | 0 | 350 | 0 | 0
M16*20(S/S) | M16*20 Hex Set Screws A2 |  | FASTENERS | 11 | 42 | 0 | 212 | 0 | 0
M16*25(S/S) | M16*25 A2 HEX SET SCREW 933 A2 |  | FASTENERS | 11 | 32 | 0 | 162 | 0 | 0
M16*40 HT HEX SET SCREW 8 . 8 Z/BLUE 16X40 933 8 . 8 ZB | M16*40 HT HEX SET SCREW 8 . 8 Z/BLUE 16X40 933 8 . 8 ZB | M&D SPECIALISED FASTENERS (PTY) LTD |  | 6 | 32 | 0 | 160 | 0 | 0
M16X110 HT SET SCREW 16X110 933 8.8 | M16X110 HT SET SCREW 16X110 933 8.8 | M&D SPECIALISED FASTENERS (PTY) LTD |  | 20 | 16 | 0 | 36 | 0 | 0
M16X130 HT | M16X130 HT SET SCREW MECH | M&D SPECIALISED FASTENERS (PTY) LTD |  | 65 | 1 | 0 | 5 | 0 | 0
M16X90 | M16X90 HT HEX SET SCREWS Z/BLUE | M&D SPECIALISED FASTENERS (PTY) LTD |  | 12 | 150 | 0 | 750 | 0 | 0
M20 DIN 580 TESTED EYE BOLT GALV M20EYE OLD | M20 DIN 580 TESTED EYE BOLT GALV M20EYE OLD | M&D SPECIALISED FASTENERS (PTY) LTD |  | 0 | 4 | 0 | 20 | 0 | 0
M20 GALV EYE BOLT | M20 DIN 580 TESTED EYE BOLT GALV M20EYE OLD |  | FASTENERS | 43.15 | 1 | 0 | 2 | 0 | 0
M20*20 GRUB SCREW Z/BLUE 20X20 916 14.9 ZB | M20*20 GRUB SCREW Z/BLUE 20X20 916 14.9 ZB | M&D SPECIALISED FASTENERS (PTY) LTD |  | 8 | 1 | 0 | 2 | 0 | 0
M5 HT NUT Z/BLUE 5 934 GR8 ZB | M5 HT NUT Z/BLUE 5 934 GR8 ZB | M&D SPECIALISED FASTENERS (PTY) LTD |  | 0.15 | 46 | 0 | 228 | 0 | 0
M5*16 HT HEX SET SCREW Z/BLUE 5X16 933 8.8 ZB | M5*16 HT HEX SET SCREW Z/BLUE 5X16 933 8.8 ZB | M&D SPECIALISED FASTENERS (PTY) LTD |  | 0.35 | 61 | 0 | 306 | 0 | 0
M5*45 HT HEX SET SCREW 5X45 933 8 . 8 | M5*45 HT HEX SET SCREW 5X45 933 8 . 8 | M&D SPECIALISED FASTENERS (PTY) LTD |  | 0.95 | 14 | 0 | 69 | 0 | 0
M5-ROD | M5 Threaded Rod | M&D SPECIALISED FASTENERS (PTY) LTD | FASTENERS | 15 | 1 | 0 | 2 | 0 | 0
M5001- | Majax-2 500 20.C.8 Mancooler c/w 2.2 kW 2P 525V With Start/Stop Box | Air Speration |  | 18017.61 | 1 | 0 | 3 | 0 | 0
M5X16X1.5 | HT Flat washer | M&D SPECIALISED FASTENERS (PTY) LTD |  | 0.15 | 90 | 0 | 450 | 0 | 0
M5X25 | HEX SET SCREW - S/S 304 - A2 | M&D SPECIALISED FASTENERS (PTY) LTD |  | 0.9 | 120 | 0 | 600 | 0 | 0
M6 HT HEX NUT Z/BLUE 6 934 GR8 ZB | M6 HT HEX NUT Z/BLUE 6 934 GR8 ZB | M&D SPECIALISED FASTENERS (PTY) LTD |  | 0.12 | 22 | 0 | 111 | 0 | 0
M6 HT NYLOCK NUT | M6 HT NYLOCK NUT | M&D SPECIALISED FASTENERS (PTY) LTD |  | 0.2 | 80 | 0 | 400 | 0 | 0
M6*16 CSK ALLEN CAP SCREW MECHANICAL YELLOW 6X16 7991 10.9 MY | M6*16 CSK ALLEN CAP SCREW MECHANICAL YELLOW 6X16 7991 10.9 MY | M&D SPECIALISED FASTENERS (PTY) LTD |  | 6 | 15 | 0 | 75 | 0 | 0
M6*16 HT HEX SET SCREW ENVIROPAS 6X16 933 8.8 EN | M6*16 HT HEX SET SCREW ENVIROPAS 6X16 933 8.8 EN | M&D SPECIALISED FASTENERS (PTY) LTD |  | 0.59 | 28 | 0 | 140 | 0 | 0
M6*25 | M6*25 HT HEX SET SCREW S/S A2 | M&D SPECIALISED FASTENERS (PTY) LTD |  | 1 | 150 | 0 | 750 | 0 | 0
M6*25 CSK Allen Cap Screw | M6*25 CSK Allen Cap Screw 6x25 | M&D SPECIALISED FASTENERS (PTY) LTD | FASTENERS | 1 | 1 | 0 | 2 | 0 | 50
M6*25 HT HEX SET SCREW Z/BLUE | M6*25 HT HEX SET SCREW Z/BLUE | M&D SPECIALISED FASTENERS (PTY) LTD |  | 0.65 | 90 | 0 | 452 | 0 | 0
M6*35 HT SET SCREW Z/BLUE 6X35 933 8.8 ZB | M6*35 HT SET SCREW Z/BLUE 6X35 933 8.8 ZB | M&D SPECIALISED FASTENERS (PTY) LTD |  | 0.91 | 22 | 0 | 111 | 0 | 0
M6*70 HT HEX SET SCREW ZB | M6*70 HT HEX SET SCREW Z/BLUE | M&D SPECIALISED FASTENERS (PTY) LTD | FASTENERS | 1.1 | 1 | 0 | 2 | 0 | 200
M6X1 | M6*1 M/S THREADED ROD Z/BLUE - 6*1 975 ZB | M&D SPECIALISED FASTENERS (PTY) LTD | FASTENERS | 16 | 1 | 0 | 2 | 0 | 0
M6X16 | GRUB SCREW | M&D SPECIALISED FASTENERS (PTY) LTD | FASTENERS | 0.65 | 17 | 0 | 85 | 0 | 0
M6X16 COUNTER SUNK | M6X16 COUNTER SUNK BOLTS - Allen key screw in - Zinc blue | M&D SPECIALISED FASTENERS (PTY) LTD | FASTENERS | 1.2 | 20 | 0 | 100 | 0 | 0
M6X16 COUNTER SUNK-MACH | M6X16 COUNTER SUNK BOLTS - Machine screw in - zinc blue | M&D SPECIALISED FASTENERS (PTY) LTD | FASTENERS | 0.15 | 20 | 0 | 100 | 0 | 0
M8 . 4*20*3 FLAT WASHER Z/BLUE 8X20X3 OLD ZB | M8 . 4*20*3 FLAT WASHER Z/BLUE 8X20X3 OLD ZB | M&D SPECIALISED FASTENERS (PTY) LTD |  | 1.8 | 22 | 0 | 112 | 0 | 0
M8 ANCHOR BOLTS | M8 ANCHOR BOLTS | M&D SPECIALISED FASTENERS (PTY) LTD |  | 5 | 28 | 0 | 68 | 0 | 0
M8 FLAT WASHER DIN 125A ZINC BLUE (8 . 4ID*16OD*1.6THICK) 8 125A ZB | M8 FLAT WASHER DIN 125A ZINC BLUE (8 . 4ID*16OD*1.6THICK) 8 125A ZB | M&D SPECIALISED FASTENERS (PTY) LTD |  | 0.12 | 68 | 0 | 339 | 0 | 0
M8 HT NYLOCK NUT 8 985 GR8 | M8 HT NYLOCK NUT 8 985 GR8 | M&D SPECIALISED FASTENERS (PTY) LTD |  | 0.3 | 54 | 0 | 270 | 0 | 0
M8 NUT | M8 HEX NUT ZINC/BLUE | M&D SPECIALISED FASTENERS (PTY) LTD |  | 0.4 | 29 | 0 | 146 | 0 | 0
M8*16 | M8*16 HT SET SCREW S/S A2 | M&D SPECIALISED FASTENERS (PTY) LTD |  | 1.2 | 150 | 0 | 750 | 0 | 0
M8*16 HT SET SCREW Z/BLUE | M8*16 HT SET SCREW Z/BLUE | M&D SPECIALISED FASTENERS (PTY) LTD |  | 0.93 | 43 | 0 | 214 | 0 | 0
M8*25 HT HEX 8 . 8 SET SCREW Z/BLUE 8X25 933 8 . 8 ZB | M8*25 HT HEX 8 . 8 SET SCREW Z/BLUE 8X25 933 8 . 8 ZB | M&D SPECIALISED FASTENERS (PTY) LTD |  | 1 | 24 | 0 | 119 | 0 | 0
M8X25 | HEX SET SCREW - S/S 304 - A2 | M&D SPECIALISED FASTENERS (PTY) LTD |  | 1.5 | 120 | 0 | 600 | 0 | 0
M8X70 | M8X70 HT HEX SET SCREWS ZINC/BLUE | M&D SPECIALISED FASTENERS (PTY) LTD |  | 2 | 65 | 0 | 325 | 0 | 0
MANUFACTURE RAW CASINGS | RAW CASING | TS TELEKI T/A VENT SYSTEM AND PROJECTS |  | 1609.25 | 24 | 0 | 118 | 0 | 0
MB1000UG | 1000diam mounting brackets Ungalvanized (4 per set) | ULTIMATENG (PTY) LTD | FM - DONKIN | 0 | 6 | 0 | 30 | 0 | 0
MB315 | 315diam mounting brackets | CFW Fans (Pty) Ltd |  | 172 | 2 | 0 | 6 | 0 | 0
MB315UG | 315diam mounting brackets Ungalvanized (4 per set) |  | FM - DONKIN | 0 | 1 | 0 | 2 | 0 | 0
MB400 | 400diam mounting brackets | CFW Fans (Pty) Ltd |  | 187 | 2 | 0 | 6 | 0 | 0
MB500 | 500diam mounting brackets | CFW Fans (Pty) Ltd |  | 208 | 1 | 0 | 3 | 0 | 0
MB560 | 560diam mounting brackets | CFW Fans (Pty) Ltd |  | 223 | 1 | 0 | 3 | 0 | 0
MB630 | 630diam Mounting Brackets (4 per set) | GALVAGLOW (PTY) LTD | FM - DONKIN | 0 | 5 | 0 | 25 | 0 | 0
MB630UG | 630diam Mounting Brackets Ungalvanized (4 per set) | ULTIMATENG (PTY) LTD | FM - DONKIN | 0 | 18 | 0 | 88 | 0 | 0
MB710 | 710diam mounting brackets (4 per set) | GALVAGLOW (PTY) LTD | FM - DONKIN | 0 | 4 | 0 | 22 | 0 | 0
MB710UG | 710diam mounting brackets Ungalvanized (4 per set) | ULTIMATENG (PTY) LTD | FM - DONKIN | 0 | 16 | 0 | 80 | 0 | 0
MB800 | 800diam mounting brackets | CFW Fans (Pty) Ltd |  | 48.78 | 1 | 0 | 3 | 0 | 0
MB800UG | 800diam mounting brackets Ungalvanized (4 per set) | ULTIMATENG (PTY) LTD | FM - DONKIN | 0 | 11 | 0 | 55 | 0 | 0
MB900UG | 900diam mounting brackets Ungalvanized (4 per set) | ULTIMATENG (PTY) LTD | FM - DONKIN | 0 | 12 | 0 | 60 | 0 | 0
MF | Mounting Feet |  |  | 0 | 1 | 0 | 2 | 0 | 0
MF125011006 | MFAJAX-3 1250 c/w 11,00KW 6P 380V |  | FM - DONKIN | 0 | 1 | 0 | 2 | 0 | 0
MF125015006 | MFAJAX-3 1250 c/w 15,00KW 6P 380V |  | FM - DONKIN | 0 | 1 | 0 | 2 | 0 | 0
MF125018506 | MFAJAX-3 1250 c/w 18,50KW 6P 380V |  | FM - DONKIN | 0 | 1 | 0 | 2 | 0 | 0
MF12502206 | MFAJAX-3 1250 c/w 2,20KW 6P 380V |  | FM - DONKIN | 0 | 1 | 0 | 2 | 0 | 0
MF12503006 | MFAJAX-3 1250 c/w 3,00KW 6P 380V |  | FM - DONKIN | 0 | 1 | 0 | 2 | 0 | 0
MF12504006 | MFAJAX-3 1250 c/w 4,00KW 6P 380V |  | FM - DONKIN | 0 | 1 | 0 | 2 | 0 | 0
MF12504008 | MFAJAX-3 1250 c/w 4,00KW 8P 380V |  | FM - DONKIN | 0 | 1 | 0 | 2 | 0 | 0
MF12505506 | MFAJAX-3 1250 c/w 5,50KW 6P 380V |  | FM - DONKIN | 0 | 1 | 0 | 2 | 0 | 0
MF12505508 | MFAJAX-3 1250 c/w 5,50KW 8P 380V |  | FM - DONKIN | 0 | 1 | 0 | 2 | 0 | 0
MF12507506 | MFAJAX-3 1250 c/w 7,50KW 6P 380V |  | FM - DONKIN | 0 | 1 | 0 | 2 | 0 | 0
MF12507508 | MFAJAX-3 1250 c/w 7,50KW 8P 380V |  | FM - DONKIN | 0 | 1 | 0 | 2 | 0 | 0
MFA100011004 | MAXFLO 1000/250/14 A c/w 11,00KW 4P 380V | Centrifab (Pty) Ltd | FM - DONKIN | 3774 | 1 | 0 | 3 | 0 | 0
MFA100015004 | MAXFLO 1000/250/14 A c/w 15,00KW 4P 380V |  | FM - DONKIN | 0 | 1 | 0 | 2 | 0 | 0
MFA100018504 | MAXFLO 1000/250/14 A c/w 18,50KW 4P 380V |  | FM - DONKIN | 0 | 1 | 0 | 2 | 0 | 0
MFA10002206 | MAXFLO 1000/250/14 A c/w 2,20KW 6P 380V |  | FM - DONKIN | 0 | 1 | 0 | 2 | 0 | 0
MFA10003006 | MAXFLO 1000/250/14 A c/w 3,00KW 6P 380V |  | FM - DONKIN | 0 | 1 | 0 | 2 | 0 | 0
MFA10004004 | MAXFLO 1000/250/14 A c/w 4,00KW 4P 380V | Centrifab (Pty) Ltd | FM - DONKIN | 11554.27 | 1 | 0 | 2 | 0 | 0
MFA10004006 | MAXFLO 1000/250/14 A c/w 4,00KW 6P 380V |  | FM - DONKIN | 0 | 1 | 0 | 2 | 0 | 0
MFA10005504 | MAXFLO 1000/250/14 A c/w 5,50KW 4P 380V |  | FM - DONKIN | 0 | 1 | 0 | 2 | 0 | 0
MFA10005506 | MAXFLO 1000/250/14 A c/w 5,50KW 6P 380V |  | FM - DONKIN | 0 | 1 | 0 | 2 | 0 | 0
MFA10007504 | MAXFLO 1000/250/14 A c/w 7,50KW 4P 380V |  | FM - DONKIN | 0 | 1 | 0 | 2 | 0 | 0
MFA3150186 | MAXFLO 315/150/10 A c/w 0,18KW 6P 380V |  | FM - DONKIN | 0 | 1 | 0 | 2 | 0 | 0
MFA3150372 | MAXFLO 315/150/10 A c/w 0.37kW 2P 380V |  | FM - DONKIN | 0 | 1 | 0 | 2 | 0 | 0
MFA3150552 | MAXFLO 315/150/10 A c/w 0,55KW 2P 380V |  | FM - DONKIN | 0 | 1 | 0 | 2 | 0 | 0
MFA3150752 | MAXFLO 315/150/10 A c/w 0,75KW 2P 380V |  | FM - DONKIN | 0 | 1 | 0 | 2 | 0 | 0
MFA4000374 | MAXFLO 400/150/10 A c/w 0,37KW 4P 380V |  | FM - DONKIN | 0 | 1 | 0 | 2 | 0 | 0
MFA4000552 | MAXFLO 400/150/10 A c/w 0,55KW 2P 380V |  | FM - DONKIN | 0 | 1 | 0 | 2 | 0 | 0
MFA4000554 | MAXFLO 400/150/10 A c/w 0,55KW 4P 380V |  | FM - DONKIN | 0 | 1 | 0 | 2 | 0 | 0
MFA4000556 | MAXFLO 400/150/10 A c/w 0,55KW 6P 380V |  | FM - DONKIN | 0 | 1 | 0 | 2 | 0 | 0
MFA4000752 | MAXFLO 400/150/10 A c/w 0,75KW 2P 380V |  | FM - DONKIN | 0 | 1 | 0 | 2 | 0 | 0
MFA40007521 | MAXFLO 400/150/10 A c/w 0.75KW 2P 220V |  | FM - DONKIN | 0 | 1 | 0 | 2 | 0 | 0
MFA4001102 | MAXFLO 400/150/10 A c/w 1,10KW 2P 380V | Centrifab (Pty) Ltd | FM - DONKIN | 7100 | 1 | 0 | 2 | 0 | 0
MFA4001502 | MAXFLO 400/150/10 A c/w 1.50KW 2P 380V |  | FM - DONKIN | 0 | 1 | 0 | 2 | 0 | 0
MFA4002202 | MAXFLO 400/150/10 A c/w 2,20KW 2P 380V |  | FM - DONKIN | 0 | 1 | 0 | 2 | 0 | 0
MFA5000254 | MAXFLO 500/150/10 A c/w 0,25KW 4P 380V |  | FM - DONKIN | 0 | 1 | 0 | 2 | 0 | 0
MFA5000374 | MAXFLO 500/150/10 A c/w 0.37KW 4P 380V |  | FM - DONKIN | 0 | 1 | 0 | 2 | 0 | 0
MFA5000554 | MAXFLO 500/150/10 A c/w 0,55KW 4P 380V | Air Speration | FM - DONKIN | 5824.76 | 1 | 0 | 2 | 0 | 0
MFA5000556 | MAXFLO 500/150/10 A c/w 0,55KW 6P 380V |  | FM - DONKIN | 0 | 1 | 0 | 2 | 0 | 0
MFA5000754 | MAXFLO 500/150/10 A c/w 0,75KW 4P 380V |  | FM - DONKIN | 0 | 1 | 0 | 2 | 0 | 0
MFA5000754PTL | MAXFLO 500/150/10 A c/w 0,75KW 4P 380V (Plate Mount) |  |  | 0 | 1 | 0 | 2 | 0 | 0
MFA5001102 | MAXFLO 500/150/10 A c/w 1,10KW 2P 380V |  | FM - DONKIN | 0 | 1 | 0 | 2 | 0 | 0
MFA5001104 | MAXFLO 500/150/10 A c/w 1,10KW 4P 380V |  | FM - DONKIN | 0 | 1 | 0 | 2 | 0 | 0
MFA5001504 | MAXFLO 500/150/10 A c/w 1,50KW 4P 380V |  | FM - DONKIN | 0 | 1 | 0 | 2 | 0 | 0
MFA5002202 | MAXFLO 500/150/10 A c/w 2,20KW 2P 380V | Air Speration | FM - DONKIN | 8942.15 | 1 | 0 | 3 | 0 | 0
MFA5003002 | MAXFLO 500/150/10 A c/w 3.00kW 2P 380V |  | FM - DONKIN | 0 | 1 | 0 | 2 | 0 | 0
MFA5004002 | MAXFLO 500/150/10 A c/w 4,00KW 2P 380V |  | FM - DONKIN | 0 | 1 | 0 | 2 | 0 | 0
MFA500FP | MAXFLO 500/150/10 A c/w 0,25KW 4P 380V Flame Proof |  |  | 0 | 1 | 0 | 2 | 0 | 0
MFA90011004 | MAXFLO 900/250/14 A c/w 11,00KW 4P 380V | Air Speration | FM - DONKIN | 8127.2 | 1 | 0 | 2 | 0 | 0
MFA9001506 | MAXFLO 900/250/14 A c/w 1,50KW 6P 380V |  | FM - DONKIN | 0 | 1 | 0 | 2 | 0 | 0
MFA9002204 | MAXFLO 900/250/14 A c/w 2,20KW 4P 380V | Centrifab (Pty) Ltd | FM - DONKIN | 8127.2 | 1 | 0 | 2 | 0 | 0
MFA9003004 | MAXFLO 900/250/14 A c/w 3,00KW 4P 380V |  | FM - DONKIN | 0 | 1 | 0 | 2 | 0 | 0
MFA9003006 | MAXFLO 900/250/14 A c/w 3,00KW 6P 380V |  | FM - DONKIN | 0 | 1 | 0 | 2 | 0 | 0
MFA9004004 | MAXFLO 900/250/14 A c/w 4,00KW 4P 380V |  | FM - DONKIN | 0 | 1 | 0 | 2 | 0 | 0
MFA9004006 | MAXFLO 900/250/14 A c/w 4,00KW 6P 380V |  | FM - DONKIN | 0 | 1 | 0 | 2 | 0 | 0
MFA9005504 | MAXFLO 900/250/14 A c/w 5,50KW 4P 380V |  | FM - DONKIN | 0 | 1 | 0 | 2 | 0 | 0
MFA9007504 | MAXFLO 900/250/14 A c/w 7,50KW 4P 380V |  | FM - DONKIN | 0 | 1 | 0 | 2 | 0 | 0
MFAY5600256 | MAXFLO 560/150/10 A c/w 0,25KW 6P 380V |  | FM - DONKIN | 0 | 1 | 0 | 2 | 0 | 0
MFAY5600374 | MAXFLO 560/150/10 A c/w 0,37KW 4P 380V |  | FM - DONKIN | 0 | 1 | 0 | 2 | 0 | 0
MFAY5600554 | MAXFLO 560/150/10 A c/w 0,55KW 4P 380V | Air Speration | FM - DONKIN | 5685.45 | 1 | 0 | 2 | 0 | 0
MFAY5600556 | MAXFLO 560/150/10 A c/w 0,55KW 6P 380V |  | FM - DONKIN | 0 | 1 | 0 | 2 | 0 | 0
MFAY5600754 | MAXFLO 560/150/10 A c/w 0,75KW 4P 380V |  | FM - DONKIN | 0 | 1 | 0 | 2 | 0 | 0
MFAY5601104 | MAXFLO 560/150/10 A c/w 1,10KW 4P 380V |  | FM - DONKIN | 0 | 1 | 0 | 2 | 0 | 0
MFAY5601104. | MAXFLO 560/150/10 A c/w 0,75KW 4P 220V |  |  | 0 | 1 | 0 | 2 | 0 | 0
MFAY5601504 | MAXFLO 560/150/10 A c/w 1,50KW 4P 380V |  | FM - DONKIN | 0 | 1 | 0 | 2 | 0 | 0
MFAY5602202 | MAXFLO 560/150/10 A c/w 2,20KW 2P 380V |  | FM - DONKIN | 0 | 1 | 0 | 5 | 0 | 0
MFAY5604002 | MAXFLO 560/150/10 A c/w 4,00KW 2P 380V |  | FM - DONKIN | 0 | 1 | 0 | 5 | 0 | 0
MFAY6300374 | MAXFLO 630/150/10 A c/w 0,37KW 4P 380V |  | FM - DONKIN | 0 | 1 | 0 | 2 | 0 | 0
MFAY6300554 | MAXFLO 630/150/10 A c/w 0,55KW 4P 380V | Centrifab (Pty) Ltd | FM - DONKIN | 2700 | 1 | 0 | 5 | 0 | 0
MFAY6300556 | MAXFLO 630/150/10 A c/w 0,55KW 6P 380V |  | FM - DONKIN | 0 | 1 | 0 | 2 | 0 | 0
MFAY6300754 | MAXFLO 630/150/10 A c/w 0,75KW 4P 380V |  | FM - DONKIN | 0 | 2 | 0 | 10 | 0 | 0
MFAY6300756 | MAXFLO 630/150/10 A c/w 0,75KW 6P 380V |  | FM - DONKIN | 0 | 1 | 0 | 2 | 0 | 0
MFAY6301104 | MAXFLO 630/150/10 A c/w 1,10KW 4P 380V |  | FM - DONKIN | 0 | 1 | 0 | 2 | 0 | 0
MFAY6301106 | MAXFLO 630/150/10 A c/w 1,10KW 6P 380V |  | FM - DONKIN | 0 | 1 | 0 | 2 | 0 | 0
MFAY6301504 | MAXFLO 630/150/10 A c/w 1,50KW 4P 380V |  | FM - DONKIN | 0 | 1 | 0 | 2 | 0 | 0
MFAY6302204 | MAXFLO 630/150/10 A c/w 2,20KW 4P 380V |  | FM - DONKIN | 0 | 1 | 0 | 2 | 0 | 0
MFAY6303004 | MAXFLO 630/150/10 A c/w 3,00KW 4P 380V |  | FM - DONKIN | 0 | 1 | 0 | 2 | 0 | 0
MFAY6304002 | MAXFLO 630/150/10 A c/w 4,00KW 2P 380V |  | FM - DONKIN | 0 | 1 | 0 | 2 | 0 | 0
MFAY6304004 | MAXFLO 630/150/10 A c/w 4,00KW 4P 380V |  | FM - DONKIN | 0 | 1 | 0 | 2 | 0 | 0
MFAY7100556 | MAXFLO 710/150/10 A c/w 0,55KW 6P 380V |  | FM - DONKIN | 0 | 1 | 0 | 2 | 0 | 0
MFAY7100754 | MAXFLO 710/150/10 A c/w 0,75KW 4P 380V |  | FM - DONKIN | 0 | 1 | 0 | 2 | 0 | 0
MFAY7101104 | MAXFLO 710/150/10 A c/w 1,10KW 4P 380V | Centrifab (Pty) Ltd | FM - DONKIN | 8558.02 | 1 | 0 | 3 | 0 | 0
MFAY7101106 | MAXFLO 710/150/10 A c/w 1,10KW 6P 380V |  | FM - DONKIN | 0 | 1 | 0 | 2 | 0 | 0
MFAY7101504 | MAXFLO 710/150/10 A c/w 1,50KW 4P 380V |  | FM - DONKIN | 0 | 1 | 0 | 5 | 0 | 0
MFAY7101506 | MAXFLO 710/150/10 A c/w 1,50KW 6P 380V |  | FM - DONKIN | 0 | 1 | 0 | 2 | 0 | 0
MFAY7102204 | MAXFLO 710/150/10 A c/w 2,20KW 4P 380V |  | FM - DONKIN | 0 | 1 | 0 | 2 | 0 | 0
MFAY7103004 | MAXFLO 710/150/10 A c/w 3,00KW 4P 380V |  | FM - DONKIN | 0 | 1 | 0 | 2 | 0 | 0
MFAY7104004 | MAXFLO 710/150/10 A c/w 4,00KW 4P 380V | Air Speration | FM - DONKIN | 9521.1 | 2 | 0 | 4 | 0 | 0
MFAY7105504 | MAXFLO 710/150/10 A c/w 5,50KW 4P 380V |  | FM - DONKIN | 0 | 1 | 0 | 2 | 0 | 0
MFAY8000556 | MAXFLO 800/150/10 A c/w 0,55KW 6P 380V |  | FM - DONKIN | 0 | 1 | 0 | 2 | 0 | 0
MFAY8000756 | MAXFLO 800/150/10 A c/w 0,75KW 6P 380V | Centrifab (Pty) Ltd | FM - DONKIN | 0 | 1 | 0 | 3 | 0 | 0
MFAY8001104 | MAXFLO 800/150/10 A c/w 1,10KW 4P 380V |  | FM - DONKIN | 0 | 1 | 0 | 2 | 0 | 0
MFAY8001106 | MAXFLO 800/150/10 A c/w 1,10KW 6P 380V |  | FM - DONKIN | 0 | 1 | 0 | 2 | 0 | 0
MFAY8001504 | MAXFLO 800/150/10 A c/w 1,50KW 4P 380V |  | FM - DONKIN | 0 | 1 | 0 | 2 | 0 | 0
MFAY8001506 | MAXFLO 800/150/10 A c/w 1,50KW 6P 380V |  | FM - DONKIN | 0 | 1 | 0 | 2 | 0 | 0
MFAY8002204 | MAXFLO 800/150/10 A c/w 2,20KW 4P 380V |  | FM - DONKIN | 0 | 2 | 0 | 8 | 0 | 0
MFAY8002206 | MAXFLO 800/150/10 A c/w 2,20KW 6P 380V |  | FM - DONKIN | 0 | 1 | 0 | 2 | 0 | 0
MFAY8003004 | MAXFLO 800/150/10 A c/w 3,00KW 4P 380V |  | FM - DONKIN | 0 | 1 | 0 | 2 | 0 | 0
MFAY8003006 | MAXFLO 800/150/10 A c/w 3,00KW 6P 380V |  | FM - DONKIN | 0 | 1 | 0 | 2 | 0 | 0
MFAY8004004 | MAXFLO 800/150/10 A c/w 4,00KW 4P 380V |  | FM - DONKIN | 0 | 1 | 0 | 2 | 0 | 0
MFAY8005504 | MAXFLO 800/150/10 A c/w 5,50KW 4P 380V |  | FM - DONKIN | 0 | 1 | 0 | 2 | 0 | 0
MFAY8007504 | MAXFLO 800/150/10 A c/w 7,50KW 4P 380V |  | FM - DONKIN | 0 | 1 | 0 | 2 | 0 | 0
MFAZ5600374 | MAXFLO 560/250/14 A c/w 0,37KW 4P 380V |  | FM - DONKIN | 0 | 1 | 0 | 2 | 0 | 0
MFAZ5600554 | MAXFLO 560/250/14 A c/w 0,55KW 4P 380V |  | FM - DONKIN | 0 | 1 | 0 | 2 | 0 | 0
MFAZ5600556 | MAXFLO 560/250/14 A c/w 0,55KW 6P 380V |  | FM - DONKIN | 0 | 1 | 0 | 2 | 0 | 0
MFAZ5600754 | MAXFLO 560/250/14 A c/w 0,75KW 4P 380V |  | FM - DONKIN | 0 | 1 | 0 | 4 | 0 | 0
MFAZ5600756 | MAXFLO 560/250/14 A c/w 0,75KW 6P 380V |  | FM - DONKIN | 0 | 1 | 0 | 2 | 0 | 0
MFAZ5601104 | MAXFLO 560/250/14 A c/w 1,10KW 4P 380V |  | FM - DONKIN | 0 | 1 | 0 | 2 | 0 | 0
MFAZ5601504 | MAXFLO 560/250/14 A c/w 1,50KW 4P 380V |  | FM - DONKIN | 0 | 2 | 0 | 8 | 0 | 0
MFAZ5602202 | MAXFLO 560/250/14 A c/w 2,20KW 2P 380V |  | FM - DONKIN | 0 | 1 | 0 | 2 | 0 | 0
MFAZ5604002 | MAXFLO 560/250/14 A c/w 4,00KW 2P 380V | Air Speration | FM - DONKIN | 9281.52 | 1 | 0 | 2 | 0 | 0
MFAZ6300374 | MAXFLO 630/250/14 A c/w 0,37KW 4P 380V | Centrifab (Pty) Ltd | FM - DONKIN | 3511.53 | 1 | 0 | 3 | 0 | 0
MFAZ6300554 | MAXFLO 630/250/14 A c/w 0,55KW 4P 380V |  | FM - DONKIN | 0 | 1 | 0 | 2 | 0 | 0
MFAZ6300754 | MAXFLO 630/250/14 A c/w 0,75KW 4P 380V |  | FM - DONKIN | 0 | 1 | 0 | 2 | 0 | 0
MFAZ6301104 | MAXFLO 630/250/14 A c/w 1,10KW 4P 380V | Air Speration | FM - DONKIN | 8775 | 1 | 0 | 3 | 0 | 0
MFAZ6301504 | MAXFLO 630/250/14 A c/w 1,50KW 4P 380V | Centrifab (Pty) Ltd | FM - DONKIN | 8058 | 1 | 0 | 2 | 0 | 0
MFAZ6302204 | MAXFLO 630/250/14 A c/w 2,20KW 4P 380V |  | FM - DONKIN | 0 | 1 | 0 | 2 | 0 | 0
MFAZ6303004 | MAXFLO 630/250/14 A c/w 3,00KW 4P 380V |  | FM - DONKIN | 0 | 1 | 0 | 2 | 0 | 0
MFAZ6304002 | MAXFLO 630/250/14 A c/w 4,00KW 2P 380V |  | FM - DONKIN | 0 | 1 | 0 | 2 | 0 | 0
MFAZ6304004 | MAXFLO 630/250/14 A c/w 4,00KW 4P 380V |  | FM - DONKIN | 0 | 1 | 0 | 5 | 0 | 0
MFAZ7100556 | MAXFLO 710/250/14 A c/w 0,55KW 6P 380V |  | FM - DONKIN | 0 | 1 | 0 | 2 | 0 | 0
MFAZ7100754 | MAXFLO 710/250/14 A c/w 0,75KW 4P 380V |  | FM - DONKIN | 0 | 1 | 0 | 2 | 0 | 0
MFAZ7101104 | MAXFLO 710/250/14 A c/w 1,10KW 4P 380V | Air Speration | FM - DONKIN | 10080 | 1 | 0 | 3 | 0 | 0
MFAZ7101106 | MAXFLO 710/250/14 A c/w 1,10KW 6P 380V |  | FM - DONKIN | 0 | 1 | 0 | 2 | 0 | 0
MFAZ7101504 | MAXFLO 710/250/14 A c/w 1,50KW 4P 380V |  | FM - DONKIN | 0 | 1 | 0 | 2 | 0 | 0
MFAZ7101506 | MAXFLO 710/250/14 A c/w 1,50KW 6P 380V |  | FM - DONKIN | 0 | 1 | 0 | 2 | 0 | 0
MFAZ7102204 | MAXFLO 710/250/14 A c/w 2,20KW 4P 380V |  | FM - DONKIN | 0 | 1 | 0 | 2 | 0 | 0
MFAZ7103004 | MAXFLO 710/250/14 A c/w 3,00KW 4P 380V |  | FM - DONKIN | 0 | 1 | 0 | 2 | 0 | 0
MFAZ7104004 | MAXFLO 710/250/14 A c/w 4,00KW 4P 380V |  | FM - DONKIN | 0 | 1 | 0 | 2 | 0 | 0
MFAZ7105504 | MAXFLO 710/250/14 A c/w 5,50KW 4P 380V | Air Speration | FM - DONKIN | 9912 | 1 | 0 | 2 | 0 | 0
MFAZ8000556 | MAXFLO 800/250/14 A c/w 0,55KW 6P 380V |  | FM - DONKIN | 0 | 1 | 0 | 2 | 0 | 0
MFAZ8000756 | MAXFLO 800/250/14 A c/w 0,75KW 6P 380V |  | FM - DONKIN | 0 | 1 | 0 | 2 | 0 | 0
MFAZ8001104 | MAXFLO 800/250/14 A c/w 1,10KW 4P 380V |  | FM - DONKIN | 0 | 1 | 0 | 2 | 0 | 0
MFAZ8001106 | MAXFLO 800/250/14 A c/w 1,10KW 6P 380V |  | FM - DONKIN | 0 | 1 | 0 | 2 | 0 | 0
MFAZ8001504 | MAXFLO 800/250/14 A c/w 1,50KW 4P 380V |  | FM - DONKIN | 0 | 1 | 0 | 2 | 0 | 0
MFAZ8001506 | MAXFLO 800/250/14 A c/w 1,50KW 6P 380V |  | FM - DONKIN | 0 | 1 | 0 | 2 | 0 | 0
MFAZ8002204 | MAXFLO 800/250/14 A c/w 2,20KW 4P 380V | Air Speration | FM - DONKIN | 8492.74 | 1 | 0 | 2 | 0 | 0
MFAZ8002206 | MAXFLO 800/250/14 A c/w 2,20KW 6P 380V |  | FM - DONKIN | 0 | 1 | 0 | 2 | 0 | 0
MFAZ8003004 | MAXFLO 800/250/14 A c/w 3,00KW 4P 380V |  | FM - DONKIN | 0 | 1 | 0 | 2 | 0 | 0
MFAZ8003006 | MAXFLO 800/250/14 A c/w 3,00KW 6P 380V |  | FM - DONKIN | 0 | 1 | 0 | 2 | 0 | 0
MFAZ8004004 | MAXFLO 800/250/14 A c/w 4,00KW 4P 380V |  | FM - DONKIN | 0 | 2 | 0 | 8 | 0 | 0
MFAZ8005504 | MAXFLO 800/250/14 A c/w 5,50KW 4P 380V |  | FM - DONKIN | 0 | 2 | 0 | 12 | 0 | 0
MFAZ8007504 | MAXFLO 800/250/14 A c/w 7,50KW 4P 380V |  | FM - DONKIN | 0 | 1 | 0 | 2 | 0 | 0
MFP100011004 | MAXFLO 1000/250/14 P c/w 11,00KW 4P 380V |  | FM - DONKIN | 0 | 1 | 0 | 2 | 0 | 0
MFP100015004 | MAXFLO 1000/250/14 P c/w 15,00KW 4P 380V |  | FM - DONKIN | 0 | 1 | 0 | 2 | 0 | 0
MFP100018504 | MAXFLO 1000/250/14 P c/w 18,50KW 4P 380V |  | FM - DONKIN | 0 | 1 | 0 | 2 | 0 | 0
MFP10002206 | MAXFLO 1000/250/14 P c/w 2,20KW 6P 380V |  | FM - DONKIN | 0 | 1 | 0 | 2 | 0 | 0
MFP10003006 | MAXFLO 1000/250/14 P c/w 3,00KW 6P 380V |  | FM - DONKIN | 0 | 1 | 0 | 2 | 0 | 0
MFP10004004 | MAXFLO 1000/250/14 P c/w 4,00KW 4P 380V |  | FM - DONKIN | 0 | 1 | 0 | 2 | 0 | 0
MFP10004006 | MAXFLO 1000/250/14 P c/w 4,00KW 6P 380V |  | FM - DONKIN | 0 | 1 | 0 | 2 | 0 | 0
MFP10005504 | MAXFLO 1000/250/14 P c/w 5,50KW 4P 380V |  | FM - DONKIN | 0 | 1 | 0 | 2 | 0 | 0
MFP10005506 | MAXFLO 1000/250/14 P c/w 5,50KW 6P 380V |  | FM - DONKIN | 0 | 1 | 0 | 2 | 0 | 0
MFP10007504 | MAXFLO 1000/250/14 P c/w 7,50KW 4P 380V |  | FM - DONKIN | 0 | 1 | 0 | 2 | 0 | 0
MFP3150186 | MAXFLO 315/150/10 P c/w 0,18KW 6P 380V |  | FM - DONKIN | 0 | 1 | 0 | 2 | 0 | 0
MFP3150254 | MAXFLO 315/150/10 P c/w 0,25KW 4P 380V | Air Speration | FM - DONKIN | 4150.17 | 1 | 0 | 2 | 0 | 0
MFP3150374 | MAXFLO 315/150/10 P c/w 0,37KW 4P 380V |  | FM - DONKIN | 0 | 1 | 0 | 2 | 0 | 0
MFP3150552 | MAXFLO 315/150/10 P c/w 0,55KW 2P 380V | Air Speration | FM - DONKIN | 4157 | 1 | 0 | 4 | 0 | 0
MFP3150752 | MAXFLO 315/150/10 P c/w 0,75KW 2P 380V | Air Speration | FM - DONKIN | 4633 | 1 | 0 | 2 | 0 | 0
MFP4000254 | MAXFLO 400/150/10 P c/w 0,25KW 4P 380V | Centrifab (Pty) Ltd | FM - DONKIN | 4402.8 | 1 | 0 | 2 | 0 | 0
MFP4000374 | MAXFLO 400/150/10 P c/w 0,37KW 4P 380V | Centrifab (Pty) Ltd | FM - DONKIN | 4559.13 | 1 | 0 | 2 | 0 | 0
MFP4000552 | MAXFLO 400/150/10 P c/w 0,55KW 2P 380V |  | FM - DONKIN | 0 | 1 | 0 | 2 | 0 | 0
MFP4000554 | MAXFLO 400/150/10 P c/w 0,55KW 4P 380V |  | FM - DONKIN | 0 | 1 | 0 | 2 | 0 | 0
MFP4000556 | MAXFLO 400/150/10 P c/w 0,55KW 6P 380V |  | FM - DONKIN | 0 | 1 | 0 | 2 | 0 | 0
MFP4000752 | MAXFLO 400/150/10 P c/w 0,75KW 2P 380V |  | FM - DONKIN | 0 | 1 | 0 | 2 | 0 | 0
MFP4001102 | MAXFLO 400/150/10 P c/w 1,10KW 2P 380V | Air Speration | FM - DONKIN | 4935.88 | 1 | 0 | 3 | 0 | 0
MFP4002202 | MAXFLO 400/150/10 P c/w 2,20KW 2P 380V |  | FM - DONKIN | 0 | 1 | 0 | 2 | 0 | 0
MFP5000374 | MAXFLO 500/150/10 P c/w 0,37KW 4P 380V | Air Speration | FM - DONKIN | 4138 | 1 | 0 | 2 | 0 | 0
MFP5000554 | MAXFLO 500/150/10 P c/w 0,55KW 4P 380V | Air Speration | FM - DONKIN | 5284.43 | 1 | 0 | 2 | 0 | 0
MFP5000556 | MAXFLO 500/150/10 P c/w 0,55KW 6P 380V |  | FM - DONKIN | 0 | 1 | 0 | 2 | 0 | 0
MFP5000754 | MAXFLO 500/150/10 P c/w 0,75KW 4P 380V |  | FM - DONKIN | 0 | 1 | 0 | 2 | 0 | 0
MFP5001102 | MAXFLO 500/150/10 P c/w 1,10KW 2P 380V |  | FM - DONKIN | 0 | 1 | 0 | 2 | 0 | 0
MFP5001104 | MAXFLO 500/150/10 P c/w 1,10KW 4P 380V |  | FM - DONKIN | 0 | 1 | 0 | 2 | 0 | 0
MFP5001504 | MAXFLO 500/150/10 P c/w 1,50KW 4P 380V |  | FM - DONKIN | 0 | 1 | 0 | 2 | 0 | 0
MFP5002202 | MAXFLO 500/150/10 P c/w 2,20KW 2P 380V | Air Speration | FM - DONKIN | 6487.29 | 1 | 0 | 2 | 0 | 0
MFP5004002 | MAXFLO 500/150/10 P c/w 4,00KW 2P 380V | Centrifab (Pty) Ltd | FM - DONKIN | 8039 | 2 | 0 | 10 | 0 | 0
MFP90011004 | MAXFLO 900/250/14 P c/w 11,00KW 4P 380V |  | FM - DONKIN | 0 | 1 | 0 | 2 | 0 | 0
MFP9001506 | MAXFLO 900/250/14 P c/w 1,50KW 6P 380V |  | FM - DONKIN | 0 | 1 | 0 | 2 | 0 | 0
MFP9002204 | MAXFLO 900/250/14 P c/w 2,20KW 4P 380V |  | FM - DONKIN | 0 | 1 | 0 | 2 | 0 | 0
MFP9003004 | MAXFLO 900/250/14 P c/w 3,00KW 4P 380V |  | FM - DONKIN | 0 | 1 | 0 | 2 | 0 | 0
MFP9003006 | MAXFLO 900/250/14 P c/w 3,00KW 6P 380V |  | FM - DONKIN | 0 | 1 | 0 | 2 | 0 | 0
MFP9004004 | MAXFLO 900/250/14 P c/w 4,00KW 4P 380V |  | FM - DONKIN | 0 | 1 | 0 | 2 | 0 | 0
MFP9004006 | MAXFLO 900/250/14 P c/w 4,00KW 6P 380V |  | FM - DONKIN | 0 | 1 | 0 | 2 | 0 | 0
MFP9005504 | MAXFLO 900/250/14 P c/w 5,50KW 4P 380V |  | FM - DONKIN | 0 | 1 | 0 | 2 | 0 | 0
MFP9007504 | MAXFLO 900/250/14 P c/w 7,50KW 4P 380V |  | FM - DONKIN | 0 | 1 | 0 | 2 | 0 | 0
MFPY5600256 | MAXFLO 560/150/10 P c/w 0,25KW 6P 380V |  | FM - DONKIN | 0 | 1 | 0 | 2 | 0 | 0
MFPY5600374 | MAXFLO 560/150/10 P c/w 0,37KW 4P 380V |  | FM - DONKIN | 0 | 1 | 0 | 2 | 0 | 0
MFPY5600554 | MAXFLO 560/150/10 P c/w 0,55KW 4P 380V | Air Speration | FM - DONKIN | 5138.69 | 1 | 0 | 2 | 0 | 0
MFPY5600556 | MAXFLO 560/150/10 P c/w 0,55KW 6P 380V |  | FM - DONKIN | 0 | 1 | 0 | 2 | 0 | 0
MFPY5600754 | MAXFLO 560/150/10 P c/w 0,75KW 4P 380V | Centrifab (Pty) Ltd | FM - DONKIN | 3606.45 | 1 | 0 | 2 | 0 | 0
MFPY5601104 | MAXFLO 560/150/10 P c/w 1,10KW 4P 380V | Air Speration | FM - DONKIN | 5419 | 1 | 0 | 3 | 0 | 0
MFPY5601504 | MAXFLO 560/150/10 P c/w 1,50KW 4P 380V |  | FM - DONKIN | 0 | 1 | 0 | 2 | 0 | 0
MFPY5602202 | MAXFLO 560/150/10 P c/w 2,20KW 2P 380V |  | FM - DONKIN | 0 | 1 | 0 | 2 | 0 | 0
MFPY5604002 | MAXFLO 560/150/10 P c/w 4,00KW 2P 380V |  | FM - DONKIN | 0 | 1 | 0 | 2 | 0 | 0
MFPY6300374 | MAXFLO 630/150/10 P c/w 0,37KW 4P 380V |  | FM - DONKIN | 0 | 1 | 0 | 2 | 0 | 0
MFPY6300554 | MAXFLO 630/150/10 P c/w 0,55KW 4P 380V |  | FM - DONKIN | 0 | 1 | 0 | 5 | 0 | 0
MFPY6300556 | MAXFLO 630/150/10 P c/w 0,55KW 6P 380V |  | FM - DONKIN | 0 | 1 | 0 | 2 | 0 | 0
MFPY6300754 | MAXFLO 630/150/10 P c/w 0,75KW 4P 380V | Air Speration | FM - DONKIN | 5978.54 | 2 | 0 | 4 | 0 | 0
MFPY6300756 | MAXFLO 630/150/10 P c/w 0,75KW 6P 380V |  | FM - DONKIN | 0 | 1 | 0 | 2 | 0 | 0
MFPY6301104 | MAXFLO 630/150/10 P c/w 1,10KW 4P 380V | Centrifab (Pty) Ltd | FM - DONKIN | 5809.2 | 1 | 0 | 5 | 0 | 0
MFPY6301106 | MAXFLO 630/150/10 P c/w 1,10KW 6P 380V |  | FM - DONKIN | 0 | 1 | 0 | 2 | 0 | 0
MFPY6301504 | MAXFLO 630/150/10 P c/w 1,50KW 4P 380V |  | FM - DONKIN | 0 | 1 | 0 | 2 | 0 | 0
MFPY6302204 | MAXFLO 630/150/10 P c/w 2,20KW 4P 380V |  | FM - DONKIN | 0 | 2 | 0 | 8 | 0 | 0
MFPY6303004 | MAXFLO 630/150/10 P c/w 3,00KW 4P 380V |  | FM - DONKIN | 0 | 1 | 0 | 2 | 0 | 0
MFPY6304002 | MAXFLO 630/150/10 P c/w 4,00KW 2P 380V |  | FM - DONKIN | 0 | 1 | 0 | 2 | 0 | 0
MFPY6304004 | MAXFLO 630/150/10 P c/w 4,00KW 4P 380V |  | FM - DONKIN | 0 | 1 | 0 | 2 | 0 | 0
MFPY7100556 | MAXFLO 710/150/10 P c/w 0,55KW 6P 380V |  | FM - DONKIN | 0 | 1 | 0 | 2 | 0 | 0
MFPY7100754 | MAXFLO 710/150/10 P c/w 0,75KW 4P 380V |  | FM - DONKIN | 0 | 1 | 0 | 2 | 0 | 0
MFPY7101104 | MAXFLO 710/150/10 P c/w 1,10KW 4P 380V |  | FM - DONKIN | 0 | 1 | 0 | 5 | 0 | 0
MFPY7101106 | MAXFLO 710/150/10 P c/w 1,10KW 6P 380V |  | FM - DONKIN | 0 | 1 | 0 | 2 | 0 | 0
MFPY7101504 | MAXFLO 710/150/10 P c/w 1,50KW 4P 380V |  | FM - DONKIN | 0 | 1 | 0 | 2 | 0 | 0
MFPY7101506 | MAXFLO 710/150/10 P c/w 1,50KW 6P 380V |  | FM - DONKIN | 0 | 1 | 0 | 2 | 0 | 0
MFPY7102204 | MAXFLO 710/150/10 P c/w 2,20KW 4P 380V |  | FM - DONKIN | 0 | 1 | 0 | 2 | 0 | 0
MFPY7103004 | MAXFLO 710/150/10 P c/w 3,00KW 4P 380V |  | FM - DONKIN | 0 | 1 | 0 | 2 | 0 | 0
MFPY7104004 | MAXFLO 710/150/10 P c/w 4,00KW 4P 380V |  | FM - DONKIN | 0 | 1 | 0 | 2 | 0 | 0
MFPY7105504 | MAXFLO 710/150/10 P c/w 5,50KW 4P 380V |  | FM - DONKIN | 0 | 1 | 0 | 2 | 0 | 0
MFPY8000556 | MAXFLO 800/150/10 P c/w 0,55KW 6P 380V |  | FM - DONKIN | 0 | 1 | 0 | 2 | 0 | 0
MFPY8000756 | MAXFLO 800/150/10 P c/w 0,75KW 6P 380V |  | FM - DONKIN | 0 | 1 | 0 | 2 | 0 | 0
MFPY8001104 | MAXFLO 800/150/10 P c/w 1,10KW 4P 380V |  | FM - DONKIN | 0 | 1 | 0 | 2 | 0 | 0
MFPY8001106 | MAXFLO 800/150/10 P c/w 1,10KW 6P 380V |  | FM - DONKIN | 0 | 1 | 0 | 2 | 0 | 0
MFPY8001504 | MAXFLO 800/150/10 P c/w 1,50KW 4P 380V |  | FM - DONKIN | 0 | 1 | 0 | 2 | 0 | 0
MFPY8001506 | MAXFLO 800/150/10 P c/w 1,50KW 6P 380V |  | FM - DONKIN | 0 | 1 | 0 | 2 | 0 | 0
MFPY8002204 | MAXFLO 800/150/10 P c/w 2,20KW 4P 380V |  | FM - DONKIN | 0 | 1 | 0 | 2 | 0 | 0
MFPY8002206 | MAXFLO 800/150/10 P c/w 2,20KW 6P 380V |  | FM - DONKIN | 0 | 1 | 0 | 2 | 0 | 0
MFPY8003004 | MAXFLO 800/150/10 P c/w 3,00KW 4P 380V |  | FM - DONKIN | 0 | 1 | 0 | 2 | 0 | 0
MFPY8003006 | MAXFLO 800/150/10 P c/w 3,00KW 6P 380V |  | FM - DONKIN | 0 | 1 | 0 | 2 | 0 | 0
MFPY8004004 | MAXFLO 800/150/10 P c/w 4,00KW 4P 380V |  | FM - DONKIN | 0 | 1 | 0 | 2 | 0 | 0
MFPY8005504 | MAXFLO 800/150/10 P c/w 5,50KW 4P 380V |  | FM - DONKIN | 0 | 1 | 0 | 2 | 0 | 0
MFPY8007504 | MAXFLO 800/150/10 P c/w 7,50KW 4P 380V |  | FM - DONKIN | 0 | 1 | 0 | 2 | 0 | 0
MFPZ5600374 | MAXFLO 560/250/14 P c/w 0,37KW 4P 380V |  | FM - DONKIN | 0 | 1 | 0 | 2 | 0 | 0
MFPZ5600554 | MAXFLO 560/250/14 P c/w 0,55KW 4P 380V | Air Speration | FM - DONKIN | 5219.33 | 1 | 0 | 3 | 0 | 0
MFPZ5600556 | MAXFLO 560/250/14 P c/w 0,55KW 6P 380V |  | FM - DONKIN | 0 | 1 | 0 | 2 | 0 | 0
MFPZ5600754 | MAXFLO 560/250/14 P c/w 0,75KW 4P 380V | Air Speration | FM - DONKIN | 5355.45 | 1 | 0 | 3 | 0 | 0
MFPZ5600756 | MAXFLO 560/250/14 P c/w 0,75KW 6P 380V |  | FM - DONKIN | 0 | 1 | 0 | 2 | 0 | 0
MFPZ5601104 | MAXFLO 560/250/14 P c/w 1,10KW 4P 380V | Air Speration | FM - DONKIN | 5601 | 2 | 0 | 4 | 0 | 0
MFPZ5601504 | MAXFLO 560/250/14 P c/w 1,50KW 4P 380V |  | FM - DONKIN | 0 | 1 | 0 | 2 | 0 | 0
MFPZ5602202 | MAXFLO 560/250/14 P c/w 2,20KW 2P 380V |  | FM - DONKIN | 0 | 1 | 0 | 2 | 0 | 0
MFPZ5604002 | MAXFLO 560/250/14 P c/w 4,00KW 2P 380V |  | FM - DONKIN | 0 | 1 | 0 | 2 | 0 | 0
MFPZ6300374 | MAXFLO 630/250/14 P c/w 0,37KW 4P 380V |  | FM - DONKIN | 0 | 1 | 0 | 2 | 0 | 0
MFPZ6300554 | MAXFLO 630/250/14 P c/w 0,55KW 4P 380V | Centrifab (Pty) Ltd | FM - DONKIN | 2032.3 | 1 | 0 | 3 | 0 | 0
MFPZ6300754 | MAXFLO 630/250/14 P c/w 0,75KW 4P 380V |  | FM - DONKIN | 0 | 2 | 0 | 10 | 0 | 0
MFPZ6301104 | MAXFLO 630/250/14 P c/w 1,10KW 4P 380V | Air Speration | FM - DONKIN | 2032.3 | 1 | 0 | 2 | 0 | 0
MFPZ6301504 | MAXFLO 630/250/14 P c/w 1,50KW 4P 380V |  | FM - DONKIN | 0 | 1 | 0 | 5 | 0 | 0
MFPZ6302204 | MAXFLO 630/250/14 P c/w 2,20KW 4P 380V |  | FM - DONKIN | 0 | 1 | 0 | 2 | 0 | 0
MFPZ6303004 | MAXFLO 630/250/14 P c/w 3,00KW 4P 380V | Centrifab (Pty) Ltd | FM - DONKIN | 6348.78 | 2 | 0 | 4 | 0 | 0
MFPZ6304002 | MAXFLO 630/250/14 P c/w 4,00KW 2P 380V |  | FM - DONKIN | 0 | 1 | 0 | 2 | 0 | 0
MFPZ6304004 | MAXFLO 630/250/14 P c/w 4,00KW 4P 380V |  | FM - DONKIN | 0 | 1 | 0 | 2 | 0 | 0
MFPZ7100556 | MAXFLO 710/250/14 P c/w 0,55KW 6P 380V |  | FM - DONKIN | 0 | 1 | 0 | 2 | 0 | 0
MFPZ7100754 | MAXFLO 710/250/14 P c/w 0,75KW 4P 380V |  | FM - DONKIN | 0 | 1 | 0 | 2 | 0 | 0
MFPZ7101104 | MAXFLO 710/250/14 P c/w 1,10KW 4P 380V |  | FM - DONKIN | 0 | 1 | 0 | 2 | 0 | 0
MFPZ7101106 | MAXFLO 710/250/14 P c/w 1,10KW 6P 380V |  | FM - DONKIN | 0 | 1 | 0 | 2 | 0 | 0
MFPZ7101504 | MAXFLO 710/250/14 P c/w 1,50KW 4P 380V | Air Speration | FM - DONKIN | 6479.3 | 1 | 0 | 2 | 0 | 0
MFPZ7101506 | MAXFLO 710/250/14 P c/w 1,50KW 6P 380V |  | FM - DONKIN | 0 | 1 | 0 | 2 | 0 | 0
MFPZ7102204 | MAXFLO 710/250/14 P c/w 2,20KW 4P 380V |  | FM - DONKIN | 0 | 1 | 0 | 2 | 0 | 0
MFPZ7103004 | MAXFLO 710/250/14 P c/w 3,00KW 4P 380V |  | FM - DONKIN | 0 | 1 | 0 | 2 | 0 | 0
MFPZ7104004 | MAXFLO 710/250/14 P c/w 4,00KW 4P 380V |  | FM - DONKIN | 0 | 1 | 0 | 2 | 0 | 0
MFPZ7105504 | MAXFLO 710/250/14 P c/w 5,50KW 4P 380V |  | FM - DONKIN | 0 | 1 | 0 | 2 | 0 | 0
MFPZ8000556 | MAXFLO 800/250/14 P c/w 0,55KW 6P 380V |  | FM - DONKIN | 0 | 1 | 0 | 2 | 0 | 0
MFPZ8000756 | MAXFLO 800/250/14 P c/w 0,75KW 6P 380V |  | FM - DONKIN | 0 | 1 | 0 | 2 | 0 | 0
MFPZ8001104 | MAXFLO 800/250/14 P c/w 1,10KW 4P 380V |  | FM - DONKIN | 0 | 1 | 0 | 2 | 0 | 0
MFPZ8001106 | MAXFLO 800/250/14 P c/w 1,10KW 6P 380V |  | FM - DONKIN | 0 | 1 | 0 | 2 | 0 | 0
MFPZ8001504 | MAXFLO 800/250/14 P c/w 1,50KW 4P 380V |  | FM - DONKIN | 0 | 1 | 0 | 2 | 0 | 0
MFPZ8001506 | MAXFLO 800/250/14 P c/w 1,50KW 6P 380V |  | FM - DONKIN | 0 | 1 | 0 | 2 | 0 | 0
MFPZ8002204 | MAXFLO 800/250/14 P c/w 2,20KW 4P 380V | Air Speration | FM - DONKIN | 8203 | 1 | 0 | 2 | 0 | 0
MFPZ8002206 | MAXFLO 800/250/14 P c/w 2,20KW 6P 380V |  | FM - DONKIN | 0 | 1 | 0 | 2 | 0 | 0
MFPZ8003004 | MAXFLO 800/250/14 P c/w 3,00KW 4P 380V |  | FM - DONKIN | 0 | 1 | 0 | 2 | 0 | 0
MFPZ8003006 | MAXFLO 800/250/14 P c/w 3,00KW 6P 380V |  | FM - DONKIN | 0 | 1 | 0 | 2 | 0 | 0
MFPZ8004004 | MAXFLO 800/250/14 P c/w 4,00KW 4P 380V |  | FM - DONKIN | 0 | 1 | 0 | 5 | 0 | 0
MFPZ8005504 | MAXFLO 800/250/14 P c/w 5,50KW 4P 380V |  | FM - DONKIN | 0 | 1 | 0 | 2 | 0 | 0
MFPZ8007504 | MAXFLO 800/250/14 P c/w 7,50KW 4P 380V |  | FM - DONKIN | 0 | 1 | 0 | 2 | 0 | 0
MH125011004 | MFAJAX-3 1250 c/w 11,00KW 4P 380V |  | FM - DONKIN | 0 | 1 | 0 | 2 | 0 | 0
MH125011006 | MFAJAX-3 1250 c/w 11,00KW 6P 380V |  | FM - DONKIN | 0 | 1 | 0 | 2 | 0 | 0
MH125011008 | MFAJAX-3 1250 c/w 11,00KW 8P 380V |  | FM - DONKIN | 0 | 1 | 0 | 2 | 0 | 0
MH125015004 | MFAJAX-3 1250 c/w 15,00KW 4P 380V |  | FM - DONKIN | 0 | 1 | 0 | 2 | 0 | 0
MH125015006 | MFAJAX-3 1250 c/w 15,00KW 6P 380V |  | FM - DONKIN | 0 | 1 | 0 | 2 | 0 | 0
MH125015008 | MFAJAX-3 1250 c/w 15,00KW 8P 380V |  | FM - DONKIN | 0 | 1 | 0 | 2 | 0 | 0
MH125018504 | MFAJAX-3 1250 c/w 18,50KW 4P 380V |  | FM - DONKIN | 0 | 1 | 0 | 2 | 0 | 0
MH125018506 | MFAJAX-3 1250 c/w 18,50KW 6P 380V |  | FM - DONKIN | 0 | 1 | 0 | 2 | 0 | 0
MH125018508 | MFAJAX-3 1250 c/w 18,50KW 8P 380V |  | FM - DONKIN | 0 | 1 | 0 | 2 | 0 | 0
MH125022004 | MFAJAX-3 1250 c/w 22,00KW 4P 380V | Centrifab (Pty) Ltd | FM - DONKIN | 71700 | 2 | 0 | 4 | 0 | 0
MH125022006 | MFAJAX-3 1250 c/w 22,00KW 6P 380V |  | FM - DONKIN | 0 | 1 | 0 | 2 | 0 | 0
MH125022008 | MFAJAX-3 1250 c/w 22,00KW 8P 380V |  | FM - DONKIN | 0 | 1 | 0 | 2 | 0 | 0
MH125030004 | MFAJAX-3 1250 c/w 30,00KW 4P 380V |  | FM - DONKIN | 0 | 1 | 0 | 2 | 0 | 0
MH125030006 | MFAJAX-3 1250 c/w 30,00KW 6P 380V |  | FM - DONKIN | 0 | 1 | 0 | 2 | 0 | 0
MH125030008 | MFAJAX-3 1250 c/w 30,00KW 8P 380V |  | FM - DONKIN | 0 | 1 | 0 | 2 | 0 | 0
MH12503006 | MFAJAX-3 1250 c/w 3,00KW 6P 380V |  | FM - DONKIN | 0 | 1 | 0 | 2 | 0 | 0
MH125037004 | MFAJAX-3 1250 c/w 37,00KW 4P 380V |  | FM - DONKIN | 0 | 1 | 0 | 2 | 0 | 0
MH125037006 | MFAJAX-3 1250 c/w 37,00KW 6P 380V |  | FM - DONKIN | 0 | 1 | 0 | 2 | 0 | 0
MH125037008 | MFAJAX-3 1250 c/w 37,00KW 8P 380V |  | FM - DONKIN | 0 | 1 | 0 | 2 | 0 | 0
MH12504006 | MFAJAX-3 1250 c/w 4,00KW 6P 380V |  | FM - DONKIN | 0 | 1 | 0 | 2 | 0 | 0
MH12504008 | MFAJAX-3 1250 c/w 4,00KW 8P 380V |  | FM - DONKIN | 0 | 1 | 0 | 2 | 0 | 0
MH125045004 | MFAJAX-3 1250 c/w 45,00KW 4P 380V | Air Speration | FM - DONKIN | 61563.24 | 1 | 0 | 5 | 0 | 0
MH125045006 | MFAJAX-3 1250 c/w 45,00KW 6P 380V |  | FM - DONKIN | 0 | 1 | 0 | 2 | 0 | 0
MH125055004 | MFAJAX-3 1250 c/w 55,00KW 4P 380V |  | FM - DONKIN | 0 | 1 | 0 | 2 | 0 | 0
MH12505506 | MFAJAX-3 1250 c/w 5,50KW 6P 380V |  | FM - DONKIN | 0 | 1 | 0 | 2 | 0 | 0
MH12505508 | MFAJAX-3 1250 c/w 5,50KW 8P 380V |  | FM - DONKIN | 0 | 1 | 0 | 2 | 0 | 0
MH125075004 | MFAJAX-3 1250 c/w 75,00KW 4P 380V |  | FM - DONKIN | 0 | 1 | 0 | 2 | 0 | 0
MH12507506 | MFAJAX-3 1250 c/w 7,50KW 6P 380V |  | FM - DONKIN | 0 | 1 | 0 | 2 | 0 | 0
MH12507508 | MFAJAX-3 1250 c/w 7,50KW 8P 380V |  | FM - DONKIN | 0 | 1 | 0 | 2 | 0 | 0
MJ1500 | Majax-1 470 Impeller |  |  | 0 | 1 | 0 | 5 | 0 | 0
MP0400B150A05PR14071 | Impeller 0400mm 'B' 150A05PR 14mm 071Frame Deg00 -10 DEG |  |  | 0 | 1 | 0 | 2 | 0 | 0
MP0500B150A05AR24090 | Impeller 0500mm 'B' 150A05AR 24mm 090Frame Deg00 - 14 DEG |  |  | 1314 | 1 | 0 | 2 | 0 | 0
MP0630B150A10AR24090 | Impeller 0630mm 'B' 150A10AR 24mm 090Frame Deg00 - 27 DEG |  |  | 2335 | 1 | 0 | 2 | 0 | 0
MP0710B150A05PR24090 | eller 0710mm 'B' 150A05PR 24mm 090Frame Deg00 - 21 DEG |  |  | 0 | 1 | 0 | 2 | 0 | 0
MP0710B150A05PR240901 | Impeller 0710mm 'B' 150A05PR 24mm 090Frame Deg00 - 23 DEG |  |  | 0 | 1 | 0 | 2 | 0 | 0
MP0710B150A10AR28100 | Impeller 0710mm 'B' 150A10AR 28mm 100Frame Deg00 - 35 DEG |  |  | 2335 | 1 | 0 | 2 | 0 | 0
MP9. | 4 Aluminum Hose Sleeve MP |  |  | 0 | 1 | 0 | 2 | 0 | 0
MR60Hz | Rewind motor to 60Hz incl. SATMOS Treatment |  |  | 0 | 1 | 0 | 2 | 0 | 0
MRAD315 | MRAD 315 | Kayites | FM - KAYITES | 0 | 1 | 0 | 2 | 0 | 0
MRB 250/0.75 | c/w 4 kW 2 Pole 380 V (Direct Driven) |  |  | 0 | 1 | 0 | 2 | 0 | 0
MRB 800/1.0 SI | c/w 18.5 kW 4 Pole 380 V (Belt Driven) |  |  | 0 | 1 | 0 | 2 | 0 | 0
MS3150552 | MAJAX-3 315 c/w 0,55KW 2P 220V |  | FM - DONKIN | 0 | 1 | 0 | 2 | 0 | 0
MS3150554 | MAJAX-3 315 c/w 0,55KW 4P 220V |  | FM - DONKIN | 0 | 1 | 0 | 2 | 0 | 0
MS3150556 | MAJAX-3 315 c/w 0,55KW 6P 220V |  | FM - DONKIN | 0 | 1 | 0 | 2 | 0 | 0
MS4000186 | MAJAX-3 400 c/w 0,18KW 6P 220V |  | FM - DONKIN | 0 | 1 | 0 | 2 | 0 | 0
MS4000254 | MAJAX-3 400 c/w 0,25KW 4P 220V |  | FM - DONKIN | 0 | 1 | 0 | 2 | 0 | 0
MS4000374 | MAJAX-3 400 c/w 0,37KW 4P 220V |  | FM - DONKIN | 0 | 1 | 0 | 2 | 0 | 0
MS4000552 | MAJAX-3 400 c/w 0,55KW 2P 220V |  | FM - DONKIN | 0 | 1 | 0 | 2 | 0 | 0
MS4000754 | MAJAX-3 400 c/w 0,75KW 4P 220V |  | FM - DONKIN | 0 | 1 | 0 | 2 | 0 | 0
MS4001102 | MAJAX-3 400 c/w 1,10KW 2P 220V |  | FM - DONKIN | 0 | 1 | 0 | 2 | 0 | 0
MS4001502 | MAJAX-3 400 c/w 1,50KW 2P 220V |  | FM - DONKIN | 0 | 1 | 0 | 2 | 0 | 0
MS4002202 | MAJAX-3 400 c/w 2,20KW 2P 220V |  | FM - DONKIN | 0 | 1 | 0 | 2 | 0 | 0
MS5000186 | MAJAX-3 500 c/w 0,18KW 6P 220V |  | FM - DONKIN | 0 | 1 | 0 | 2 | 0 | 0
MS5000254 | MAJAX-3 500 c/w 0,25KW 4P 220V |  | FM - DONKIN | 0 | 1 | 0 | 2 | 0 | 0
MS5000374 | MAJAX-3 500 c/w 0,37KW 4P 220V |  | FM - DONKIN | 0 | 1 | 0 | 2 | 0 | 0
MS5000554 | MAJAX-3 500 c/w 0,55KW 4P 220V |  | FM - DONKIN | 0 | 1 | 0 | 2 | 0 | 0
MS5000556 | MAJAX-3 500 c/w 0,55KW 6P 220V |  | FM - DONKIN | 0 | 1 | 0 | 2 | 0 | 0
MS5000752 | MAJAX-3 500 c/w 0,75KW 2P 220V |  | FM - DONKIN | 0 | 1 | 0 | 2 | 0 | 0
MS5000754 | MAJAX-3 500 c/w 0,75KW 4P 220V |  | FM - DONKIN | 0 | 1 | 0 | 2 | 0 | 0
MS5001102 | MAJAX-3 500 c/w 1,10KW 2P 220V |  | FM - DONKIN | 0 | 1 | 0 | 2 | 0 | 0
MS5001104 | MAJAX-3 500 c/w 1,10KW 4P 220V |  | FM - DONKIN | 0 | 1 | 0 | 2 | 0 | 0
MS5001502 | MAJAX-3 500 c/w 1,50KW 2P 220V |  | FM - DONKIN | 0 | 1 | 0 | 2 | 0 | 0
MS5001504 | MAJAX-3 500 c/w 1,50KW 4P 220V |  | FM - DONKIN | 0 | 1 | 0 | 2 | 0 | 0
MS5002202 | MAJAX-3 500 c/w 2,20KW 2P 220V |  | FM - DONKIN | 0 | 1 | 0 | 2 | 0 | 0
MS5600186 | MAJAX-3 560 c/w 0,18KW 6P 220V |  | FM - DONKIN | 0 | 1 | 0 | 2 | 0 | 0
MS5600374 | MAJAX-3 560 c/w 0,37KW 4P 220V |  | FM - DONKIN | 0 | 1 | 0 | 2 | 0 | 0
MS5600554 | MAJAX-3 560 c/w 0,55KW 4P 220V |  | FM - DONKIN | 0 | 1 | 0 | 2 | 0 | 0
MS5600556 | MAJAX-3 560 c/w 0,55KW 6P 220V |  | FM - DONKIN | 0 | 1 | 0 | 2 | 0 | 0
MS5600754 | MAJAX-3 560 c/w 0,75KW 4P 220V |  | FM - DONKIN | 0 | 1 | 0 | 2 | 0 | 0
MS5601102 | MAJAX-3 560 c/w 1,10KW 2P 220V |  | FM - DONKIN | 0 | 1 | 0 | 2 | 0 | 0
MS5601104 | MAJAX-3 560 c/w 1,10KW 4P 220V |  | FM - DONKIN | 0 | 1 | 0 | 2 | 0 | 0
MS5601502 | MAJAX-3 560 c/w 1,50KW 2P 220V |  | FM - DONKIN | 0 | 1 | 0 | 2 | 0 | 0
MS5601504 | MAJAX-3 560 c/w 1,50KW 4P 220V |  | FM - DONKIN | 0 | 1 | 0 | 2 | 0 | 0
MS5602202 | MAJAX-3 560 c/w 2,20KW 2P 220V |  | FM - DONKIN | 0 | 1 | 0 | 2 | 0 | 0
MS5605502 | MAJAX-3 560 c/w 5,50KW 2P 220V | Air Speration | FM - DONKIN | 10432.26 | 1 | 0 | 2 | 0 | 0
MS6300186 | MAJAX-3 630 c/w 0,18KW 6P 220V |  | FM - DONKIN | 0 | 1 | 0 | 2 | 0 | 0
MS6300374 | MAJAX-3 630 c/w 0,37KW 4P 220V |  | FM - DONKIN | 0 | 1 | 0 | 2 | 0 | 0
MS6300554 | MAJAX-3 630 c/w 0,55KW 4P 220V |  | FM - DONKIN | 0 | 1 | 0 | 2 | 0 | 0
MS6300556 | MAJAX-3 630 c/w 0,55KW 6P 220V |  | FM - DONKIN | 0 | 1 | 0 | 2 | 0 | 0
MS6300754 | MAJAX-3 630 c/w 0,75KW 4P 220V |  | FM - DONKIN | 0 | 1 | 0 | 2 | 0 | 0
MS6301104 | MAJAX-3 630 c/w 1,10KW 4P 220V |  | FM - DONKIN | 0 | 1 | 0 | 2 | 0 | 0
MS6301504 | MAJAX-3 630 c/w 1,50KW 4P 220V |  | FM - DONKIN | 0 | 1 | 0 | 2 | 0 | 0
MS6302204 | MAJAX-3 630 c/w 2,20KW 4P 220V |  | FM - DONKIN | 0 | 1 | 0 | 2 | 0 | 0
MT-PROMIG 250T | PROMIG 250T MACHINE | INTROWELD CC |  | 15100 | 1 | 0 | 2 | 0 | 0
MT100011004 | MAJAX-3 1000 c/w 11,00KW 4P 380V | Centrifab (Pty) Ltd | FM - DONKIN | 3940.5 | 1 | 0 | 2 | 0 | 0
MT100011006 | MAJAX-3 1000 c/w 11,00KW 6P 380V | Centrifab (Pty) Ltd | FM - DONKIN | 3940.5 | 2 | 0 | 4 | 0 | 0
MT10001106 | MAJAX-3 1000 c/w 1,10KW 6P 380V |  | FM - DONKIN | 0 | 1 | 0 | 2 | 0 | 0
MT100015004 | MAJAX-3 1000 c/w 15,00KW 4P 380V | Centrifab (Pty) Ltd | FM - DONKIN | 3940.5 | 1 | 0 | 2 | 0 | 0
MT10001506 | MAJAX-3 1000 c/w 1,50KW 6P 380V |  | FM - DONKIN | 0 | 1 | 0 | 2 | 0 | 0
MT100018504 | MAJAX-3 1000 c/w 18,50KW 4P 380V | Air Speration | FM - DONKIN | 49784.83 | 1 | 0 | 5 | 0 | 0
MT100022004 | MAJAX-3 1000 c/w 22,00KW 4P 380V |  | FM - DONKIN | 0 | 1 | 0 | 2 | 0 | 0
MT10002206 | MAJAX-3 1000 c/w 2,20KW 6P 380V |  | FM - DONKIN | 0 | 1 | 0 | 2 | 0 | 0
MT100030004 | MAJAX-3 1000 c/w 30,00KW 4P 380V |  | FM - DONKIN | 0 | 1 | 0 | 2 | 0 | 0
MT10003004 | MAJAX-3 1000 c/w 3,00KW 4P 380V |  | FM - DONKIN | 0 | 1 | 0 | 2 | 0 | 0
MT10003006 | MAJAX-3 1000 c/w 3,00KW 6P 380V |  | FM - DONKIN | 0 | 1 | 0 | 2 | 0 | 0
MT10004004 | MAJAX-3 1000 c/w 4,00KW 4P 380V | Centrifab (Pty) Ltd | FM - DONKIN | 9552.19 | 2 | 0 | 4 | 0 | 0
MT10004006 | MAJAX-3 1000 c/w 4,00KW 6P 380V |  | FM - DONKIN | 0 | 1 | 0 | 2 | 0 | 0
MT10004008 | MAJAX-3 1000 c/w 4,00KW 8P 380V |  | FM - DONKIN | 0 | 1 | 0 | 2 | 0 | 0
MT10005504 | MAJAX-3 1000 c/w 5,50KW 4P 380V | Air Speration | FM - DONKIN | 13279.03 | 1 | 0 | 2 | 0 | 0
MT10005506 | MAJAX-3 1000 c/w 5,50KW 6P 380V | Centrifab (Pty) Ltd | FM - DONKIN | 16136.44 | 2 | 0 | 4 | 0 | 0
MT10007504 | MAJAX-3 1000 c/w 7,50KW 4P 380V |  | FM - DONKIN | 0 | 1 | 0 | 2 | 0 | 0
MT10007506 | MAJAX-3 1000 c/w 7,50KW 6P 380V | Centrifab (Pty) Ltd | FM - DONKIN | 26555 | 1 | 0 | 2 | 0 | 0
MT160037006 | MAJAX-3 1600 c/w 37,00KW 6P 380V |  |  | 0 | 1 | 0 | 2 | 0 | 0
MT3150186 | MAJAX-3 315 c/w 0,18KW 6P 380V |  | FM - DONKIN | 0 | 1 | 0 | 2 | 0 | 0
MT3150254 | MAJAX-3 315 c/w 0,25KW 4P 380V | Air Speration | FM - DONKIN | 4018.68 | 1 | 0 | 2 | 0 | 0
MT3150372 | Majax-3 315 c/w 0.37kW 2 Pole 380V |  |  | 0 | 1 | 0 | 2 | 0 | 0
MT3150552 | MAJAX-3 315 c/w 0,55KW 2P 380V | Air Speration | FM - DONKIN | 4018.68 | 1 | 0 | 4 | 0 | 0
MT3150556 | MAJAX-3 315 c/w 0,55KW 6P 380V |  | FM - DONKIN | 0 | 1 | 0 | 2 | 0 | 0
MT4000186 | MAJAX-3 400 c/w 0,18KW 6P 380V | Centrifab (Pty) Ltd | FM - DONKIN | 2180 | 2 | 0 | 6 | 0 | 0
MT4000254 | MAJAX-3 400 c/w 0,25KW 4P 380V | Air Speration | FM - DONKIN | 4808.7 | 1 | 0 | 2 | 0 | 0
MT4000374 | MAJAX-3 400 c/w 0,37KW 4P 380V | Air Speration | FM - DONKIN | 3174.33 | 1 | 0 | 2 | 0 | 0
MT4000552 | MAJAX-3 400 c/w 0,55KW 2P 380V | Air Speration | FM - DONKIN | 4676.31 | 1 | 0 | 4 | 0 | 0
MT4001102 | MAJAX-3 400 c/w 1,10KW 2P 380V | Air Speration | FM - DONKIN | 3834.39 | 1 | 0 | 3 | 0 | 0
MT4001502 | MAJAX-3 400 c/w 1,50KW 2P 380V | Air Speration | FM - DONKIN | 5108.35 | 1 | 0 | 2 | 0 | 0
MT4002202 | MAJAX-3 400 c/w 2,20KW 2P 380V | Air Speration | FM - DONKIN | 5580.89 | 1 | 0 | 5 | 0 | 0
MT4007502 | MAJAX 400 c/w 0.75kW 2Pole 380V |  |  | 0 | 1 | 0 | 5 | 0 | 0
MT500 | Majax 500 Impeller |  |  | 0 | 1 | 0 | 2 | 0 | 0
MT5000186 | MAJAX-3 500 c/w 0,18KW 6P 380V | Centrifab (Pty) Ltd | FM - DONKIN | 2180 | 2 | 0 | 4 | 0 | 0
MT5000254 | MAJAX-3 500 c/w 0,25KW 4P 380V | Air Speration | FM - DONKIN | 10392 | 1 | 0 | 2 | 0 | 0
MT5000374 | MAJAX-3 500 c/w 0,37KW 4P 380V | Air Speration | FM - DONKIN | 4963.5 | 2 | 0 | 4 | 0 | 0
MT5000554 | MAJAX-3 500 c/w 0,55KW 4P 380V |  | FM - DONKIN | 0 | 1 | 0 | 2 | 0 | 0
MT5000556 | MAJAX-3 500 c/w 0,55KW 6P 380V | Air Speration | FM - DONKIN | 6221.34 | 1 | 0 | 2 | 0 | 0
MT5000754 | MAJAX-3 500 c/w 0,75KW 4P 380V |  | FM - DONKIN | 0 | 1 | 0 | 2 | 0 | 0
MT5001102 | MAJAX-3 500 c/w 1,10KW 2P 380V | Air Speration | FM - DONKIN | 11773.24 | 1 | 0 | 2 | 0 | 0
MT5001104 | MAJAX-3 500 c/w 1,10KW 4P 380V |  | FM - DONKIN | 0 | 2 | 0 | 8 | 0 | 0
MT5001502 | MAJAX-3 500 c/w 1,50KW 2P 380V | Air Speration | FM - DONKIN | 10969 | 1 | 0 | 2 | 0 | 0
MT5001504 | MAJAX-3 500 c/w 1,50KW 4P 380V |  | FM - DONKIN | 0 | 1 | 0 | 2 | 0 | 0
MT5002202 | MAJAX-3 500 c/w 2,20KW 2P 380V | Air Speration | FM - DONKIN | 10607.34 | 1 | 0 | 3 | 0 | 0
MT5004002 | MAJAX-3 500 c/w 4,00KW 2P 380V | Air Speration | FM - DONKIN | 7366 | 1 | 0 | 2 | 0 | 0
MT5600186 | MAJAX-3 560 c/w 0,18KW 6P 380V |  | FM - DONKIN | 0 | 1 | 0 | 2 | 0 | 0
MT5600374 | MAJAX-3 560 c/w 0,37KW 4P 380V |  | FM - DONKIN | 0 | 1 | 0 | 2 | 0 | 0
MT5600554 | MAJAX-3 560 c/w 0,55KW 4P 380V | Air Speration | FM - DONKIN | 6057.42 | 1 | 0 | 2 | 0 | 0
MT5600556 | MAJAX-3 560 c/w 0,55KW 6P 380V | Air Speration | FM - DONKIN | 518.94 | 1 | 0 | 2 | 0 | 0
MT5600754 | MAJAX-3 560 c/w 0,75KW 4P 380V | Air Speration | FM - DONKIN | 5649 | 1 | 0 | 2 | 0 | 0
MT5601102 | MAJAX-3 560 c/w 1,10KW 2P 380V |  | FM - DONKIN | 0 | 1 | 0 | 2 | 0 | 0
MT5601104 | MAJAX-3 560 c/w 1,10KW 4P 380V | Air Speration | FM - DONKIN | 6230.54 | 1 | 0 | 2 | 0 | 0
MT5601502 | MAJAX-3 560 c/w 1,50KW 2P 380V | Centrifab (Pty) Ltd | FM - DONKIN | 6395 | 1 | 0 | 2 | 0 | 0
MT5601504 | MAJAX-3 560 c/w 1,50KW 4P 380V | Centrifab (Pty) Ltd | FM - DONKIN | 7194.67 | 1 | 0 | 2 | 0 | 0
MT5602202 | MAJAX-3 560 c/w 2,20KW 2P 380V | Air Speration | FM - DONKIN | 7167.96 | 1 | 0 | 2 | 0 | 0
MT5604002 | MAJAX-3 560 c/w 4,00KW 2P 380V | Wide Range Engineering (Pty) Ltd | FM - DONKIN | 7876.05 | 1 | 0 | 2 | 0 | 0
MT5607502BIF | Majax-2 535 20.D.8-BIF-T200 c/w 7.5 kW 2 Pole 380V |  |  | 0 | 1 | 0 | 2 | 0 | 0
MT6300186 | MAJAX-3 630 c/w 0,18KW 6P 380V | Centrifab (Pty) Ltd | FM - DONKIN | 2597.6 | 1 | 0 | 2 | 0 | 0
MT6300374 | MAJAX-3 630 c/w 0,37KW 4P 380V |  | FM - DONKIN | 0 | 1 | 0 | 2 | 0 | 0
MT6300554 | MAJAX-3 630 c/w 0,55KW 4P 380V | Centrifab (Pty) Ltd | FM - DONKIN | 2770 | 1 | 0 | 2 | 0 | 0
MT6300556 | MAJAX-3 630 c/w 0,55KW 6P 380V | Centrifab (Pty) Ltd | FM - DONKIN | 6943.86 | 1 | 0 | 3 | 0 | 0
MT6300754 | MAJAX-3 630 c/w 0,75KW 4P 380V |  | FM - DONKIN | 0 | 1 | 0 | 2 | 0 | 0
MT6300756 | MAJAX-3 630 c/w 0,75KW 6P 380V |  | FM - DONKIN | 0 | 1 | 0 | 2 | 0 | 0
MT63011002 | MAJAX-3 630 c/w 11,00KW 2P 380V |  | FM - DONKIN | 0 | 1 | 0 | 2 | 0 | 0
MT6301104 | MAJAX-3 630 c/w 1,10KW 4P 380V | Air Speration | FM - DONKIN | 8466.29 | 1 | 0 | 2 | 0 | 0
MT6301504 | MAJAX-3 630 c/w 1,50KW 4P 380V | Centrifab (Pty) Ltd | FM - DONKIN | 7314.9 | 1 | 0 | 2 | 0 | 0
MT6302204 | MAJAX-3 630 c/w 2,20KW 4P 380V |  | FM - DONKIN | 0 | 1 | 0 | 2 | 0 | 0
MT6303004 | MAJAX-3 630 c/w 3,00KW 4P 380V |  | FM - DONKIN | 0 | 1 | 0 | 2 | 0 | 0
MT6305502 | MAJAX-3 630 c/w 5,50KW 2P 380V | Centrifab (Pty) Ltd | FM - DONKIN | 2908 | 1 | 0 | 2 | 0 | 0
MT6307502 | MAJAX-3 630 c/w 7,50KW 2P 380V | Air Speration | FM - DONKIN | 11339.2 | 1 | 0 | 3 | 0 | 0
MT7100554 | MAJAX-3 710 c/w 0,55KW 4P 380V |  | FM - DONKIN | 0 | 1 | 0 | 2 | 0 | 0
MT7100556 | MAJAX-3 710 c/w 0,55KW 6P 380V |  | FM - DONKIN | 0 | 1 | 0 | 2 | 0 | 0
MT7100754 | MAJAX-3 710 c/w 0,75KW 4P 380V | Centrifab (Pty) Ltd | FM - DONKIN | 6492.37 | 2 | 0 | 4 | 0 | 0
MT7101104 | MAJAX-3 710 c/w 1,10KW 4P 380V |  | FM - DONKIN | 0 | 1 | 0 | 2 | 0 | 0
MT7101106 | MAJAX-3 710 c/w 1,10KW 6P 380V |  | FM - DONKIN | 0 | 1 | 0 | 2 | 0 | 0
MT7101504 | MAJAX-3 710 c/w 1,50KW 4P 380V | Centrifab (Pty) Ltd | FM - DONKIN | 14506 | 1 | 0 | 3 | 0 | 0
MT7101506 | MAJAX-3 710 c/w 1,50KW 6P 380V |  | FM - DONKIN | 0 | 1 | 0 | 2 | 0 | 0
MT7102204 | MAJAX-3 710 c/w 2,20KW 4P 380V | Air Speration | FM - DONKIN | 9384.52 | 2 | 0 | 4 | 0 | 0
MT7102206 | MAJAX-3 710 c/w 2,20KW 6P 380V |  | FM - DONKIN | 0 | 1 | 0 | 2 | 0 | 0
MT7103004 | MAJAX-3 710 c/w 3,00KW 4P 380V |  | FM - DONKIN | 0 | 1 | 0 | 2 | 0 | 0
MT7103006 | MAJAX-3 710 c/w 3,00KW 6P 380V |  | FM - DONKIN | 0 | 1 | 0 | 2 | 0 | 0
MT7104004 | MAJAX-3 710 c/w 4,00KW 4P 380V |  | FM - DONKIN | 0 | 1 | 0 | 5 | 0 | 0
MT7104006 | MAJAX-3 710 c/w 4,00KW 6P 380V |  | FM - DONKIN | 0 | 1 | 0 | 2 | 0 | 0
MT7105504 | MAJAX-3 710 c/w 5,50KW 4P 380V |  | FM - DONKIN | 0 | 1 | 0 | 2 | 0 | 0
MT7105506 | MAJAX-3 710 c/w 5,50KW 6P 380V |  | FM - DONKIN | 0 | 1 | 0 | 2 | 0 | 0
MT7107504 | MAJAX-3 710 c/w 7,50KW 4P 380V |  | FM - DONKIN | 0 | 1 | 0 | 2 | 0 | 0
MT7603004 | Majax-2 760-32-E-8 c/w 3.0KW 4P 380V |  |  | 0 | 1 | 0 | 2 | 0 | 0
MT8000556 | MAJAX-3 800 c/w 0,55KW 6P 380V |  | FM - DONKIN | 0 | 2 | 0 | 8 | 0 | 0
MT80011004 | MAJAX-3 800 c/w 11,00KW 4P 380V |  | FM - DONKIN | 0 | 1 | 0 | 2 | 0 | 0
MT8001106 | MAJAX-3 800 c/w 1,10KW 6P 380V |  | FM - DONKIN | 0 | 1 | 0 | 5 | 0 | 0
MT8001504 | MAJAX-3 800 c/w 1,50KW 4P 380V |  | FM - DONKIN | 0 | 1 | 0 | 2 | 0 | 0
MT8001506 | MAJAX-3 800 c/w 1,50KW 6P 380V |  | FM - DONKIN | 0 | 1 | 0 | 2 | 0 | 0
MT8002204 | MAJAX-3 800 c/w 2,20KW 4P 380V | Centrifab (Pty) Ltd | FM - DONKIN | 7954.28 | 1 | 0 | 3 | 0 | 0
MT8002204. | MAJAX-2 800 c/w 2,20KW 4P 380V - FUMAX |  |  | 0 | 1 | 0 | 2 | 0 | 0
MT8002206 | MAJAX-3 800 c/w 2,20KW 6P 380V |  | FM - DONKIN | 0 | 1 | 0 | 2 | 0 | 0
MT8003004 | MAJAX-3 800 c/w 3,00KW 4P 380V | Centrifab (Pty) Ltd | FM - DONKIN | 8741.88 | 1 | 0 | 4 | 0 | 0
MT8003006 | MAJAX-3 800 c/w 3,00KW 6P 380V |  | FM - DONKIN | 0 | 1 | 0 | 2 | 0 | 0
MT8004004 | MAJAX-3 800 c/w 4,00KW 4P 380V | Centrifab (Pty) Ltd | FM - DONKIN | 17409.6 | 2 | 0 | 4 | 0 | 0
MT8005504 | MAJAX-3 800 c/w 5,50KW 4P 380V | Centrifab (Pty) Ltd | FM - DONKIN | 12400.02 | 1 | 0 | 3 | 0 | 0
MT8007504 | MAJAX-3 800 c/w 7,50KW 4P 380V |  | FM - DONKIN | 0 | 1 | 0 | 2 | 0 | 0
MT90011004 | MAJAX-3 900 c/w 11,00KW 4P 380V |  | FM - DONKIN | 0 | 1 | 0 | 2 | 0 | 0
MT9001104 | MAJAX-3 900 c/w 1,10KW 4P 380V |  | FM - DONKIN | 0 | 1 | 0 | 2 | 0 | 0
MT9001106 | MAJAX-3 900 c/w 1,10KW 6P 380V |  | FM - DONKIN | 0 | 1 | 0 | 2 | 0 | 0
MT9001504 | MAJAX-3 900 c/w 1,50KW 4P 380V |  | FM - DONKIN | 0 | 1 | 0 | 2 | 0 | 0
MT9001506 | MAJAX-3 900 c/w 1,50KW 6P 380V |  | FM - DONKIN | 0 | 1 | 0 | 2 | 0 | 0
MT9002204 | MAJAX-3 900 c/w 2,20KW 4P 380V | Air Speration | FM - DONKIN | 9327.96 | 1 | 0 | 2 | 0 | 0
MT9002206 | MAJAX-3 900 c/w 2,20KW 6P 380V |  | FM - DONKIN | 0 | 1 | 0 | 2 | 0 | 0
MT9003004 | MAJAX-3 900 c/w 3,00KW 4P 380V |  | FM - DONKIN | 0 | 1 | 0 | 2 | 0 | 0
MT9003006 | MAJAX-3 900 c/w 3,00KW 6P 380V |  | FM - DONKIN | 0 | 1 | 0 | 2 | 0 | 0
MT9004004 | MAJAX-3 900 c/w 4,00KW 4P 380V |  | FM - DONKIN | 0 | 1 | 0 | 2 | 0 | 0
MT9004006 | MAJAX-3 900 c/w 4,00KW 6P 380V |  | FM - DONKIN | 0 | 1 | 0 | 2 | 0 | 0
MT9005504 | MAJAX-3 900 c/w 5,50KW 4P 380V | Centrifab (Pty) Ltd | FM - DONKIN | 18403.56 | 1 | 0 | 3 | 0 | 0
MT9005506 | MAJAX-3 900 c/w 5,50KW 6P 380V |  | FM - DONKIN | 0 | 1 | 0 | 2 | 0 | 0
MT9007504 | MAJAX-3 900 c/w 7,50KW 4P 380V |  | FM - DONKIN | 0 | 1 | 0 | 2 | 0 | 0
MT9007506 | MAJAX-3 900 c/w 7,50KW 6P 380V |  | FM - DONKIN | 0 | 1 | 0 | 2 | 0 | 0
MTB8005504 | MAJAX-Bifucated 800 c/w 5.5kW 4Pole 380V |  |  | 0 | 1 | 0 | 2 | 0 | 0
MTBELT 500 20.C.8 | MAJAX-2 500 BAREFAN BELT DRIVEN |  |  | 0 | 1 | 0 | 2 | 0 | 0
MTPL5000374 | Majax-2 Plate Mounted 500 20.C.8 c/w 0.37 kW 4 Pole 380 V |  |  | 0 | 1 | 0 | 2 | 0 | 0
MTPL7102204 | Majax-2 Plate Mounted 710 20.D.8 c/w 2.2 kW 4 Pole 380 V |  |  | 0 | 1 | 0 | 2 | 0 | 0
Majax-2 400 15.B.8 IM | Impeller | Centrifab (Pty) Ltd |  | 0 | 1 | 0 | 3 | 0 | 0
Majax-2 400-15-B-8 Bifucated | T200 c/w 1.1kw 2P 400V |  |  | 0 | 1 | 0 | 2 | 0 | 0
Majax-2 630.20.D.4 | Speed Controller | Centrifab (Pty) Ltd |  | 0 | 2 | 0 | 4 | 0 | 0
Man Cooler | 600mm c/w 1.5kw 220v |  |  | 0 | 1 | 0 | 2 | 0 | 0
Material | Material | Downside Projects | FM - ELECTRICAL WIRING | 5400 | 1 | 0 | 3 | 0 | 0
MaxfloA 710/150/5 | c/w1.5kw 4Pole 380V |  |  | 0 | 1 | 0 | 2 | 0 | 0
MaxfloP 710/150/5 | c/w 1.5kw 4Pole 380V |  |  | 0 | 1 | 0 | 2 | 0 | 0
Mild Steel-200x200x1.6mm | Laser-Cut Mild Steel Plate 200x200x1.6mm | Mafilisti Trading and Projects (Pty) Ltd |  | 29.5 | 4 | 0 | 20 | 0 | 0
Mild Steel-310x310x1.6mm | Laser-Cut Mild Steel Plate 310x310x1.6mm | Mafilisti Trading and Projects (Pty) Ltd |  | 61.45 | 1 | 0 | 2 | 0 | 0
Mild Steel-620x620x1.6mm | Laser-Cut Mild Steel Plate 620x620x1.6mm | Mafilisti Trading and Projects (Pty) Ltd |  | 224 | 1 | 0 | 2 | 0 | 0
N3002-TUNBOOT-600-00-07 | TUNGSTEN BOOT BLACK 7 |  | FM - UNIFORM | 607.83 | 1 | 0 | 2 | 0 | 0
NAME PLATES | Name plates/ engraving plates | Cuspal Manufacturing & Anodising CC |  | 31.55 | 20 | 0 | 98 | 0 | 0
NITRO PRO | includes PDF Editing (Windows, Mac, iOS), unlimited eSigning, and Customer Support. | Cleverbridge GmbH - NITRO |  | 3812.63 | 1 | 0 | 2 | 0 | 0
NONE | AIRMAX-2.850 WALL MOUNT |  | FM - DONKIN | 0 | 2 | 0 | 10 | 0 | 0
NRD | Non Return Discharge Dampers | Air Speration |  | 709.45 | 1 | 0 | 2 | 0 | 0
NS40/610/610/300 | HEPA FILTER 4000M3/H | Filta Matix |  | 4928 | 2 | 0 | 12 | 0 | 0
NS40/610/610/300. | HEPA FILTER 4000M/H |  |  | 0 | 1 | 0 | 2 | 0 | 0
New .Impeller | 400D |  |  | 0 | 1 | 0 | 2 | 0 | 0
Non-Taxable Extra's | Non-Taxable Extra's | Egoli Auto (Pty) Ltd t/a Mahindra JHB South | Accessories | 1950 | 1 | 0 | 5 | 0 | 0
OUTSTANDING BALANCE | Outstanding Balance for industrial Fans |  |  | 0 | 1 | 0 | 2 | 0 | 0
PAINT-WORKS | SPRAY PAINT INLET CONES |  | FM - PAINTING | 0 | 1 | 0 | 5 | 0 | 0
PD2 | White | Seal 'N Devices (Pty) Ltd |  | 58.37 | 6 | 0 | 22 | 0 | 0
PHPM20B | M20 SCREW-IN BLANKING PLUGS (BLK) | ElectroMechanica (Pty) Ltd |  | 6.96 | 38 | 0 | 188 | 0 | 0
PINE | CRATING 25X114X1.8M | Foresta Timber & Board (Pty) Ltd |  | 28.75 | 24 | 0 | 121 | 0 | 0
PINE - BXXX 50X76X6.0M | PINE - BXXX 50X76X6.0M |  |  | 146.33 | 1 | 0 | 2 | 0 | 0
PINE - CRATING 25X114X3 .6M | PINE - CRATING 25X114X3 .6M |  |  | 53.48 | 1 | 0 | 2 | 0 | 0
PINE-S5 | PINE - S5 38X114X6.0M | Foresta Timber & Board (Pty) Ltd | CRATING | 153 | 5 | 0 | 25 | 0 | 0
PMGB20-13.5 | M20 NYLON COMPRESSION GLAND GREY | ElectroMechanica (Pty) Ltd |  | 5.22 | 400 | 0 | 2000 | 0 | 0
PMGB25-18 | M25 NYLON COMPRESSION GLAND GREY | ElectroMechanica (Pty) Ltd |  | 7.11 | 200 | 0 | 1000 | 0 | 0
POZI SELF TAPPER | 10 - No10 (4 .8mm)x19 PAN/HD POZI SELF TAPPER 10X19 7981 | M&D SPECIALISED FASTENERS (PTY) LTD |  | 0 | 89 | 0 | 446 | 0 | 0
POZI SELF TAPPER - 10 | No10 (4 .8mm)x19 PAN/HD POZI SELF TAPPER 10X19 7981 |  | FASTENERS | 0.3 | 1 | 0 | 2 | 0 | 0
POZI SELF TAPPER - 10 (S/S) | No10 (4.8mm)x19 PAN/HD POZI SELF TAPPER - S/S 304 - A2 |  | FASTENERS | 0.7 | 1 | 0 | 2 | 0 | 0
POZI SELF TAPPER - 12 | No12 (5.5mm)x19 PAN/HD POZI SELF TAPPER 10X19 7981 |  | FASTENERS | 0.38 | 1 | 0 | 2 | 0 | 0
POZI SELF TAPPER - 12 (S/S) | No12 (5.5mm)x19 PAN/HD POZI SELF TAPPER - (S/S) |  | FASTENERS | 2 | 1 | 0 | 2 | 0 | 0
PQ3070-2RH | 0.37KW 2P 400V PAD | ACTOM |  | 0 | 1 | 0 | 2 | 0 | 0
PQ3083-4RH | 0.75KW 4P 400V PAD | ACTOM |  | 0 | 1 | 0 | 2 | 0 | 0
PQ3090-4RH | 1.1KW 4P 400V PAD | ACTOM |  | 0 | 1 | 0 | 2 | 0 | 0
PR3mm x 1300mm | New W11F 3mm x 1300mm Plate Roller | Mech Tech Precision (Pty) Ltd |  | 77000 | 1 | 0 | 3 | 0 | 0
PRA GLAND FLP Exde BRASS CPR N*1 M20 | PRA GLAND FLP Exde BRASS CPR N*1 M20 | Pratley (Pty) Ltd |  | 232.8 | 2 | 0 | 10 | 0 | 0
PRA LOCKNUT BRASS No 0 & 1 | M20 - PRA LOCKNUT BRASS No 0 & 1 - M20 | Pratley (Pty) Ltd |  | 0 | 1 | 0 | 5 | 0 | 0
PRA LOCKNUT BRASS No 0 & 1 - M20 | PRA LOCKNUT BRASS No 0 & 1 - M20 |  |  | 8.57 | 1 | 0 | 2 | 0 | 0
PRA LOCKNUT BRASS No 2 | M25 - PRA LOCKNUT BRASS No 2 - M25 | Pratley (Pty) Ltd |  | 0 | 1 | 0 | 5 | 0 | 0
PRA LOCKNUT BRASS No 2 - M25 | PRA LOCKNUT BRASS No 2 - M25 |  |  | 13.56 | 1 | 0 | 2 | 0 | 0
PRA REDUCER FLP Ex d/e 25M-20F | PRA REDUCER FLP Ex d/e 25M-20F | Pratley (Pty) Ltd |  | 81.49 | 1 | 0 | 5 | 0 | 0
PROGRAM | Customized Programming Service - Development of web Based Fan Selection Program | Holt Consulting Engineers |  | 0 | 1 | 0 | 2 | 0 | 0
PROGRAM - Customized Programming Service | Development of web Based Fan Selection Program |  |  | 30000 | 1 | 0 | 2 | 0 | 0
PRPFAN822 | FAC30/4 Propeller Fan | CFW Fans (Pty) Ltd |  | 1447.5 | 1 | 0 | 3 | 0 | 0
PTAVAV23795 | VCD 200 S595 SW 1.00KW MLM 24V Master |  |  | 0 | 1 | 0 | 2 | 0 | 0
PTAVAV23796 | VCD 250 S595 SW 1.25KW MLM 24V Master |  |  | 0 | 1 | 0 | 2 | 0 | 0
PVT/20 | PVT/20 c/w 130W 2880RPM 220V |  |  | 0 | 1 | 0 | 2 | 0 | 0
PVT/30 | PVT/30 c/w 380W 2800RPM 220V | Luft Industries Natal (Pty) Ltd |  | 537.5 | 1 | 0 | 2 | 0 | 0
PVT/40 | PVT/40 c/w 1.1kW 2800RPM 220V |  |  | 0 | 1 | 0 | 2 | 0 | 0
PVT/50 | PVT /50 c/w 2.2KkW 2800RPM 220V | Bluetech Fans (Pty) Ltd |  | 2965.69 | 1 | 0 | 3 | 0 | 0
PWT PI150 0R7G3Z | PI150 VSD 0.75KW 380V IP20 BRK | Bearing Man Group |  | 3808.9 | 1 | 0 | 5 | 0 | 0
Partial Payment | Industrial fan - Partial Payment |  |  | 0 | 1 | 0 | 2 | 0 | 0
Pl Blades | Plastic Blades | CFW Fans (Pty) Ltd | FM - IMPELLER | 42 | 29 | 0 | 144 | 0 | 0
Pl Blanks | Plastic Blanks | CFW Fans (Pty) Ltd | FM - IMPELLER | 11 | 8 | 0 | 41 | 0 | 0
Plasma Cuts | Sheets cut(10), Plates cut(56) & Ends Cut(60) | Intervent-Universal (Pty) Ltd |  | 5600 | 1 | 0 | 2 | 0 | 0
Project Name | The Precint |  |  | 0 | 1 | 0 | 2 | 0 | 0
QCP- | Data Book |  |  | 0 | 1 | 0 | 2 | 0 | 0
QD GP 25LT | QD GREY PRIMER 25LT | MG AUTO PAINT (PTY) LTD | CONSUMABLES | 1173.91 | 1 | 0 | 2 | 0 | 0
QD GP 5LT | QD GREY PRIMER 5LT | MG AUTO PAINT (PTY) LTD |  | 243.48 | 1 | 0 | 2 | 0 | 0
QD MIX 25LT | QD MIX 25LT MINES GREY | MG AUTO PAINT (PTY) LTD | CONSUMABLES | 1691.3 | 1 | 0 | 2 | 0 | 0
R30 MD II ATEX | R30 MD II ATEX 3G/D II GOR 1.1kW ATEX II 2G Ex db eb IIC T3 GB- B14 IIC T3 130 V220/380 -50 Hz IE3 |  |  | 64014.72 | 1 | 0 | 2 | 0 | 0
RA | 1500x600x850 long Rectangular Attenuator | Attenu-Tec |  | 7907 | 7 | 0 | 19 | 0 | 0
RAD100 | RAD 100 | Kayites | FM - KAYITES | 460.87 | 1 | 0 | 4 | 0 | 0
RAD125 | RAD 125 | Kayites | FM - KAYITES | 516.49 | 1 | 0 | 4 | 0 | 0
RAD150 | RAD 150 | Kayites | FM - KAYITES | 517.79 | 2 | 0 | 9 | 0 | 0
RAD160 | RAD 160 |  | FM - KAYITES | 0 | 1 | 0 | 2 | 0 | 0
RAD200 | RAD 200 | Kayites | FM - KAYITES | 706.07 | 4 | 0 | 16 | 0 | 0
RAD250 | RAD 250 | Kayites | FM - KAYITES | 776.68 | 2 | 0 | 12 | 0 | 0
RAD315 | RAD 315 | Kayites | FM - KAYITES | 941.43 | 4 | 0 | 16 | 0 | 0
RAD355 | RAD 355 | Kayites | FM - KAYITES | 1684.24 | 1 | 0 | 5 | 0 | 0
RB Flex | Flexible connection |  |  | 0 | 1 | 0 | 2 | 0 | 0
RB7/0.5 | SISW c/w 0.55 kW 2P 380V |  |  | 0 | 1 | 0 | 2 | 0 | 0
REC10050 | REC 100-50 | Kayites | FM - KAYITES | 10123.17 | 1 | 0 | 3 | 0 | 0
REC3015 | REC 30-15 |  | FM - KAYITES | 0 | 1 | 0 | 2 | 0 | 0
REC4020A | REC 40-20 A |  | FM - KAYITES | 0 | 1 | 0 | 2 | 0 | 0
REC4020B | REC 40-20 B |  | FM - KAYITES | 0 | 1 | 0 | 2 | 0 | 0
REC5025 | REC 50-25 | Kayites | FM - KAYITES | 989.28 | 1 | 0 | 3 | 0 | 0
REC6030 | REC 60-30 |  | FM - KAYITES | 0 | 1 | 0 | 2 | 0 | 0
REC6035 | REC 60-35 | Kayites | FM - KAYITES | 3603.38 | 1 | 0 | 2 | 0 | 0
REC7040 | REC 70-40 | Kayites | FM - KAYITES | 4569.86 | 1 | 0 | 2 | 0 | 0
REC8050 | REC 80-50 |  | FM - KAYITES | 0 | 1 | 0 | 2 | 0 | 0
RECT ATT | 1100 X 1100 and 1500mm Long | Attenu-Tec |  | 2985 | 9 | 0 | 45 | 0 | 0
REFURBISHING | FAN REFURBISHMENT |  |  | 0 | 1 | 0 | 2 | 0 | 0
RENTAL | RENTAL | Stand 231 Alrode South CC |  | 41745.45 | 1 | 0 | 2 | 0 | 0
REPAIR-BLADE | 315 X 70 Wide Radical Bladed Fan - Existing Inlet ring removed - New one Manufactured & re-assembled | Airtec Fans & Engineering | CONSUMABLES | 1625 | 1 | 0 | 2 | 0 | 0
RIGM6 | RIGID POC FILTERS 600X600X600 M6 6POC | Filtermac Design ( Pty) Ltd |  | 1050 | 13 | 0 | 45 | 0 | 0
RS1-400 | Controller 1.8 amp ( Excl.J.Box) | Luft Industries Natal (Pty) Ltd |  | 0 | 4 | 0 | 22 | 0 | 0
RT1.25-4S | Red Ring Terminal 4mm Stud | Cabrical (Pty) Ltd |  | 0.63 | 200 | 0 | 1000 | 0 | 0
RT1.25-5S | Red Ring Terminal 5mm Stud | Cabrical (Pty) Ltd |  | 0.7 | 200 | 0 | 1000 | 0 | 0
RT1.25-6S | Red Ring Terminal 6mm Stud | Cabrical (Pty) Ltd |  | 0.91 | 200 | 0 | 1000 | 0 | 0
RTube-25x1.9-6M | Round Tube 25x1.9-6M | NJR STEEL - ALRODE (PTY) LTD |  | 99.25 | 1 | 0 | 2 | 0 | 0
RTube-32x1.9-6M | Round Tube 32x1.9-6M | NJR STEEL - ALRODE (PTY) LTD |  | 129.4 | 1 | 0 | 5 | 0 | 0
RTube-38x1.9-6M | Round Tube 38x1.9-6M | NJR STEEL - ALRODE (PTY) LTD |  | 151.63 | 1 | 0 | 2 | 0 | 0
RV+02-4 Inch | Safety Valve - Press 300- 600mBar - 4Inch |  |  | 0 | 1 | 0 | 2 | 0 | 0
RV02-4 | Safety Valve - Press 300-600mBar - 4 |  |  | 4464 | 1 | 0 | 2 | 0 | 0
RW0.14220 | Rewind 0.1Kw 1430rpm 230V Motor Suitable for 60Hz Operation | Luck and King | FM - LUCK & KING | 1930 | 1 | 0 | 2 | 0 | 0
RepairCMP | Repair teh casing by replacing the flange to be 3mm thick and re-paint entire casing | Mafilisti Trading and Projects (Pty) Ltd |  | 550 | 1 | 0 | 2 | 0 | 0
Repairr | Mahindra repair chip |  |  | 0 | 1 | 0 | 2 | 0 | 0
Rewind Motors | From 400V to 525V | Luck and King |  | 2431.5 | 1 | 0 | 2 | 0 | 0
Rewind To | 525V | Luck and King |  | 2193 | 1 | 0 | 3 | 0 | 0
Roshcon | Ducting |  |  | 0 | 1 | 0 | 2 | 0 | 0
S-STARMIG-255 | SMARTER STAR MIG 255 with Parker torch | INTROWELD CC |  | 15100 | 1 | 0 | 2 | 0 | 0
S/S | Pleated Panel Filter 595 x 595 x 48 | Airventfil (Pty) Ltd |  | 202.45 | 6 | 0 | 30 | 0 | 0
S1 | Silencers |  |  | 0 | 1 | 0 | 5 | 0 | 0
SA | Skid Assembly |  |  | 0 | 1 | 0 | 2 | 0 | 0
SA06/GF | 900 X 600 X 1200 Rectangular Attenuator |  |  | 0 | 1 | 0 | 2 | 0 | 0
SA07/GF | 600 X 600 X 1200 Rectangular Attenuator |  |  | 0 | 1 | 0 | 2 | 0 | 0
SA08/GF | 1500 X 600 X 1200 Rectangular Attenuator |  |  | 0 | 1 | 0 | 2 | 0 | 0
SA10/GF | 1800 X 350 X 1200 Rectangular Attenuator |  |  | 0 | 1 | 0 | 2 | 0 | 0
SA11/GF | 1800 X 350 X 1200 Rectangular Attenuator |  |  | 0 | 1 | 0 | 2 | 0 | 0
SA12/GF | 630mm Dia 1.5D Silencer |  |  | 0 | 1 | 0 | 2 | 0 | 0
SACFW500B10P0T4DB20G2 | VSD 4KW 380V 10A |  |  | 0 | 1 | 0 | 2 | 0 | 0
SACFW500D24P0T4DB20G2 | VSD 11KW 380V 24A |  |  | 0 | 1 | 0 | 2 | 0 | 0
SAF-1.5 Inch | - Inlet Wire Screen Mesh - 1.5Inch |  |  | 0 | 1 | 0 | 2 | 0 | 0
SAF-4 Inch - | - Inlet Wire Screen Mesh - 4Inch |  |  | 0 | 1 | 0 | 2 | 0 | 0
SAF4 | Inlet Wire Screen Mesh - 4 inch |  |  | 1051 | 1 | 0 | 2 | 0 | 0
SAL280 | SAL 280 |  | FM - KAYITES | 0 | 1 | 0 | 2 | 0 | 0
SAL315 | SAL 315 |  | FM - KAYITES | 0 | 1 | 0 | 2 | 0 | 0
SAL355 | SAL 355 |  | FM - KAYITES | 0 | 1 | 0 | 2 | 0 | 0
SAL400 | SAL 400 |  | FM - KAYITES | 0 | 1 | 0 | 2 | 0 | 0
SAL450 | SAL 450 |  | FM - KAYITES | 0 | 1 | 0 | 2 | 0 | 0
SAL500 | SAL 500 |  | FM - KAYITES | 0 | 1 | 0 | 2 | 0 | 0
SAL560 | SAL 560 |  | FM - KAYITES | 0 | 1 | 0 | 2 | 0 | 0
SAL630 | SAL 630 |  | FM - KAYITES | 0 | 1 | 0 | 2 | 0 | 0
SAL710 | SAL 710 |  | FM - KAYITES | 0 | 1 | 0 | 2 | 0 | 0
SAV STICKERS | Solvent Printed SAV Stickers - Rounded Corners - (108mm x 88mm) | HC Soekoe CC |  | 1.69 | 38 | 0 | 188 | 0 | 0
SCB0820-1.3kW-M | Side Channel Blower - 1.3kW-M - 1 1/2 - 230V |  | FM - FPZ | 0 | 1 | 0 | 2 | 0 | 0
SCBD2M0.7kWb | SCB D2M 0.7kW - 220V |  | FM - BLOWER | 0 | 1 | 0 | 2 | 0 | 0
SCBD2T0.7kWB | SCB D2T 0.7kW - 400V |  | FM - BLOWER | 0 | 1 | 0 | 2 | 0 | 0
SCBD3M1.3kWB | SCB D3M 1.3kW - 220V |  | FM - BLOWER | 0 | 1 | 0 | 2 | 0 | 0
SCBD3T0.85kWB | SCB D3T 0.85kW - 400V |  | FM - BLOWER | 0 | 1 | 0 | 2 | 0 | 0
SCBD3T1.3kWB | SCB D3T 1.3kW - 400V |  | FM - BLOWER | 0 | 1 | 0 | 2 | 0 | 0
SCBD4M1.3kWB | SCB D4M 1.3kW - 220V |  | FM - BLOWER | 0 | 1 | 0 | 2 | 0 | 0
SCBD4M1.5kWB | SCB D4M 1.5kW - 220V |  | FM - BLOWER | 0 | 1 | 0 | 2 | 0 | 0
SCBD4M2.2kWB | SCB D4M 2.2kW - 220V |  | FM - BLOWER | 0 | 1 | 0 | 2 | 0 | 0
SCBD4T1.6kWB | SCB D4T 1.6kW - 400V |  | FM - BLOWER | 0 | 1 | 0 | 2 | 0 | 0
SCBD4T2.2kW- | Side Channel Blower D4T 2.2kW - 400V - 3Ph - 50Hz - 1.5Inch |  |  | 0 | 1 | 0 | 2 | 0 | 0
SCBD4T2.2kWB | SCB D4T 2.2kW - 400V |  | FM - BLOWER | 0 | 1 | 0 | 2 | 0 | 0
SCBD5T2.2kWB | SCB D5T 2.2kW - 400V |  | FM - BLOWER | 0 | 1 | 0 | 2 | 0 | 0
SCBD5T3kWB | SCB D5T 3kW - 400V |  | FM - BLOWER | 0 | 1 | 0 | 2 | 0 | 0
SCBD5T4kWB | SCB D5T 4kW - 400V |  | FM - BLOWER | 0 | 1 | 0 | 2 | 0 | 0
SCBD7T3.0kWB | SCB D7T 3.0kW - 400V |  | FM - BLOWER | 0 | 1 | 0 | 2 | 0 | 0
SCBD7T5.5kWB | SCB D7T 5.5kW - 400V |  | FM - BLOWER | 0 | 1 | 0 | 2 | 0 | 0
SCBD8T5.5kWB | SCB D8T 5.5kW - 400V |  | FM - BLOWER | 0 | 1 | 0 | 2 | 0 | 0
SCBD9T16.5kW | Side Channel Blower D5T 16.5kW - 400V - 3Ph - 50Hz - 4Inch |  |  | 0 | 1 | 0 | 2 | 0 | 0
SCBFLT1.25B | SCB Blower Simple Intake Filter - 1 1/4 |  | FM - BLOWER | 0 | 1 | 0 | 2 | 0 | 0
SCBFLT1.5B | SCB Blower Simple Intake Filter - 1 1/2 |  | FM - BLOWER | 0 | 1 | 0 | 2 | 0 | 0
SCBFLT2.5B | SCB Blower Simple Intake Filter - 2 1/2 |  | FM - BLOWER | 0 | 1 | 0 | 2 | 0 | 0
SCBFLT4 | SCB Blower Simple Intake Filter - 4 |  | FM - BLOWER | 0 | 1 | 0 | 2 | 0 | 0
SCBPV1.25AB | SCB Pressure Relieve Valve - 1 1/4 - Aluminium |  | FM - BLOWER | 0 | 1 | 0 | 2 | 0 | 0
SCBPV1.25PB | SCB Pressure Relieve Valve - 1 1/4 - Plastic |  | FM - BLOWER | 0 | 1 | 0 | 2 | 0 | 0
SCBPV4AB | SCB Pressure Relieve Valve - 4 - Aluminium |  | FM - BLOWER | 0 | 1 | 0 | 2 | 0 | 0
SCBS0T0.12kWB | SCB S0T 0.12kW - 400V |  | FM - BLOWER | 0 | 1 | 0 | 2 | 0 | 0
SCBS1M0.2kWB | SCB S1M 0.2kW - 220V |  | FM - BLOWER | 0 | 1 | 0 | 2 | 0 | 0
SCBS1T0.2kWB | SCB S1T 0.2kW - 400V |  | FM - BLOWER | 0 | 1 | 0 | 2 | 0 | 0
SCBS2M0.25kWB | SCB S2M 0.25kW - 220V |  | FM - BLOWER | 0 | 1 | 0 | 2 | 0 | 0
SCBS2M0.4kWB | SCB S2M 0.4kW - 220V |  | FM - BLOWER | 0 | 1 | 0 | 2 | 0 | 0
SCBS2T0.25kWB | SCB S2T 0.25kW - 400V |  | FM - BLOWER | 0 | 1 | 0 | 2 | 0 | 0
SCBS2T0.4kWB | SCB S2T 0.4kW - 400V |  | FM - BLOWER | 0 | 1 | 0 | 2 | 0 | 0
SCBS3M0.55kWB | SCB S3M 0.55kW - 220V |  | FM - BLOWER | 0 | 1 | 0 | 2 | 0 | 0
SCBS3M0.7kWB | SCB S3M 0.7kW - 220V |  | FM - BLOWER | 0 | 1 | 0 | 2 | 0 | 0
SCBS3T0.55kWB | SCB S3T 0.55kW - 400V |  | FM - BLOWER | 0 | 1 | 0 | 2 | 0 | 0
SCBS3T0.7kWB | SCB S3T 0.7kW - 400V |  | FM - BLOWER | 0 | 1 | 0 | 2 | 0 | 0
SCBS4M0.7kWB | SCB S4M 0.7kW - 220V |  | FM - BLOWER | 0 | 1 | 0 | 2 | 0 | 0
SCBS4M0.85kWB | SCB S4M 0.85kW - 220V |  | FM - BLOWER | 0 | 1 | 0 | 2 | 0 | 0
SCBS4M1.3kWB | SCB S4M 1.3kW - 220V |  | FM - BLOWER | 0 | 1 | 0 | 2 | 0 | 0
SCBS4T0.7kWB | SCB S4T 0.7kW - 400V |  | FM - BLOWER | 0 | 1 | 0 | 2 | 0 | 0
SCBS4T0.85kWB | SCB S4T 0.85kW - 400V |  | FM - BLOWER | 0 | 1 | 0 | 2 | 0 | 0
SCBS4T1.3kWB | SCB S4T 1.3kW - 400V |  | FM - BLOWER | 0 | 1 | 0 | 2 | 0 | 0
SCBS5M1.3kWB | SCB S5M 1.3kW - 220V |  | FM - BLOWER | 0 | 1 | 0 | 2 | 0 | 0
SCBS5M1.5kWB | SCB S5M 1.5kW - 220V |  | FM - BLOWER | 0 | 1 | 0 | 2 | 0 | 0
SCBS5M2.2kWB | SCB S5M 2.2kW - 220V |  | FM - BLOWER | 0 | 1 | 0 | 2 | 0 | 0
SCBS5T1.3kWB | SCB S5T 1.3kW - 400V |  | FM - BLOWER | 0 | 1 | 0 | 2 | 0 | 0
SCBS5T1.6kWB | SCB S5T 1.6kW - 400V |  | FM - BLOWER | 0 | 1 | 0 | 2 | 0 | 0
SCBS5T2.2kWB | SCB S5T 2.2kW - 400V |  | FM - BLOWER | 0 | 1 | 0 | 2 | 0 | 0
SCBS6M2.2kWB | SCB S6M 2.2kW - 220V |  | FM - BLOWER | 0 | 1 | 0 | 2 | 0 | 0
SCBS6T2.2kWB | SCB S6T 2.2kW - 400V |  | FM - BLOWER | 0 | 1 | 0 | 2 | 0 | 0
SCBS6T3kWB | SCB S6T 3kW - 400V |  | FM - BLOWER | 0 | 1 | 0 | 2 | 0 | 0
SCBS7T3kWB | SCB S7T 3kW - 400V |  | FM - BLOWER | 0 | 1 | 0 | 2 | 0 | 0
SCBS7T4.3kWB | SCB S7T 4.3kW - 400V |  | FM - BLOWER | 0 | 1 | 0 | 2 | 0 | 0
SCBS8T4.3kWB | SCB S8T 4.3kW - 400V |  | FM - BLOWER | 0 | 1 | 0 | 2 | 0 | 0
SCBS8T5.5kWB | SCB S8T 5.5kW - 400V |  | FM - BLOWER | 0 | 1 | 0 | 2 | 0 | 0
SCBS8T7.5kWB | SCB S8T 7.5kW - 400V |  | FM - BLOWER | 0 | 1 | 0 | 2 | 0 | 0
SCBS9T12.5kW | Side Channel Blower S9T 12.5Kw - 525V - 4 |  |  | 38475 | 1 | 0 | 2 | 0 | 0
SCL-R20MD-0.75kW-400V | SCL R20MD 0.75kW 400V BLOWER |  | FM - FPZ | 6938.16 | 1 | 0 | 2 | 0 | 0
SCOTCH BRI G | SCOTCH BRITE GREY BULLDOG | MG AUTO PAINT (PTY) LTD | CONSUMABLES | 26.09 | 5 | 0 | 25 | 0 | 0
SE07MD50+0004 | e7 MD 4.0Kw 3Ph |  |  | 0 | 1 | 0 | 2 | 0 | 0
SE07MS50+0005 | SCL e07-MS MOR IE3 M.E. 4.0-4.8KW - 2 POLI 345-415/200-240V 50Hz - 380-480/220-280V 60Hz. IP55 | Effepizeta |  | 22683.25 | 2 | 0 | 4 | 0 | 0
SE07MS50+0012 | SCL e07-MS MOR IE3 M.E. 5.5 - 6.5 kW - 2 POLI -600-720/345-415V 50Hz - 660-830/380-480V 60Hz WR | Effepizeta |  | 25116.89 | 2 | 0 | 4 | 0 | 0
SE08MS50+0014 | SCL e08-MS MOR - IE3 M.E 7.5KW - 9.0KW - 2 POLI | Effepizeta |  | 30493.09 | 4 | 0 | 8 | 0 | 1
SE08MS55 | SCL e08-MS MOR IE3 - M.E. 5.5 kW- 525V -IE3 -IP55 NATURAL FINISH | Effepizeta |  | 34813.1 | 2 | 0 | 4 | 0 | 0
SE10MS50+0005 | SCL e10-MS MOR IE3 M.E. 11 - 13 kW - 2 POLI - 380V - IP55 Natural Finish | Effepizeta |  | 45412 | 2 | 0 | 4 | 0 | 1
SE11MS00+0048 | SCL e11-MS MOR IE2 M.E. 11 - 13 kW - 2 POLI - 300/525V 50HZ 360/630V 60HZ IE2 - CL. F TROP. | Effepizeta |  | 45524.96 | 2 | 0 | 4 | 0 | 3
SE11TS50+0002 | SCL e11-TS MOR IER - M.E 22 - 25.5 kW - 2 POLI - IE3 CL. F TROP. PTO IP55 - NATURAL FINISH | Effepizeta |  | 88303.76 | 2 | 0 | 4 | 0 | 0
SE12TS50+0000 | SCL e12-TS MOR IE3 - M.E. 18.5 - 22 kW - 2 POLI |  |  | 0 | 1 | 0 | 2 | 0 | 0
SEF100 | SEF 100 | Kayites | FM - KAYITES | 143.08 | 1 | 0 | 2 | 0 | 0
SEF125 | SEF125 | Kayites | FM - KAYITES | 361.37 | 1 | 0 | 2 | 0 | 0
SFB04006006 | Flat Bar CQ 40x6mm 6 Mtr | NJR STEEL - ALRODE (PTY) LTD |  | 175.34 | 2 | 0 | 8 | 0 | 0
SH01 | HAND STRAPPING 12X 1500M - BLACK | Advantage Air Africa Pty Ltd | PACKAGING | 496.99 | 1 | 0 | 2 | 0 | 0
SHPBSW | BANDSAW WELD ONLY BIMETAL | SPARES 2000 CC t/a SHARP-RITE |  | 75 | 1 | 0 | 5 | 0 | 0
SHR03012252450 | HR Sheet SAE1008 2450x1225x3 | NJR STEEL - ALRODE (PTY) LTD |  | 1067.28 | 1 | 0 | 2 | 0 | 0
SITEW | Site Work - 8 hours |  |  | 0 | 4 | 0 | 20 | 0 | 0
SK03MS50+0121 | SCL K03-MS MOR IE3 M.E. 0.55 - 0.65 kW 2 POLI345-415/200-240V 50Hz - 380-480/220-280V 60Hz WR | Effepizeta |  | 5675.27 | 1 | 0 | 5 | 0 | 0
SLA2025 | Support SLA Mar | AXEGROUP |  | 4088.89 | 1 | 0 | 2 | 0 | 0
SMOKE EXTRACTION FS 160/180 | TERMINAL BLOCK 300c | WEG South Africa |  | 672 | 1 | 0 | 2 | 0 | 0
SMR2005 | Spring Mount 2 - 750 - White | Seal 'N Devices (Pty) Ltd |  | 302.33 | 2 | 0 | 10 | 0 | 0
SMR3002 | Spring Mount 3 - 1350 - Yellow |  |  | 0 | 1 | 0 | 2 | 0 | 0
SMR3005 | Spring Mount 3 - 1000 - Black |  |  | 0 | 1 | 0 | 2 | 0 | 0
SMR3005. | Spring Mount 3 - 1000 - Black |  |  | 0 | 1 | 0 | 2 | 0 | 0
SMR3006 | Spring Mount 3 - 1350 - Yellow |  |  | 0 | 1 | 0 | 2 | 0 | 0
SMR3007 | Spring Mount 3 - 1675 - Yellow |  |  | 0 | 1 | 0 | 2 | 0 | 0
SMRH1003 | Spring Mount H 1-125Red | Seal 'N Devices (Pty) Ltd |  | 186.94 | 8 | 0 | 40 | 0 | 0
SMRH1004 | Spring Mount H 1-200Black | Seal 'N Devices (Pty) Ltd |  | 209.64 | 24 | 0 | 120 | 0 | 0
SMRH1005 | Spring Mount H 1-310Yellow | Seal 'N Devices (Pty) Ltd |  | 209.64 | 4 | 0 | 20 | 0 | 0
SMW23030 | 5.5KW 4P 380V IP55 300 C/2HR WEG SMOKEX PAD W22 MOTOR | WEG South Africa |  | 11569 | 5 | 0 | 11 | 0 | 0
SOF250 | SOF 250 |  | FM - KAYITES | 0 | 1 | 0 | 2 | 0 | 0
SOF300 | SOF 300 |  | FM - KAYITES | 0 | 1 | 0 | 2 | 0 | 0
SOF350 | SOF 350 |  | FM - KAYITES | 0 | 1 | 0 | 2 | 0 | 0
SOF400 | SOF 400 |  | FM - KAYITES | 0 | 1 | 0 | 2 | 0 | 0
SOF450 | SOF 450 |  | FM - KAYITES | 0 | 1 | 0 | 2 | 0 | 0
SOF500 | SOF 500 |  | FM - KAYITES | 0 | 1 | 0 | 2 | 0 | 0
SOF630 | SOF 630 |  | FM - KAYITES | 0 | 1 | 0 | 2 | 0 | 0
SP | Spark Proofing - SP | Luck and King |  | 6116 | 1 | 0 | 3 | 0 | 0
SPRING WASHER 16 ZB | 16 SQ MED SPRING WASHER Z/BLUE 16 7980 SS ZB | M&D SPECIALISED FASTENERS (PTY) LTD | FASTENERS | 0.4 | 10 | 0 | 50 | 0 | 0
SQ-TUBE32X32 | SQ / TUBE 32X32X1.5 - 6M | NJR STEEL - ALRODE (PTY) LTD | FABRICATION | 133 | 5 | 0 | 25 | 0 | 0
SQL-GLF12.5-D | Galvanised Industrial Extractor Fan + Grill & Louvers: 1380sq, 220V, 1.1kw, 440rpm, 44000m3/hr | AF Fans CC |  | 7173.6 | 1 | 0 | 3 | 0 | 0
SQL-GLF12.5-GR | GLF Grill: 1380sq. | AF Fans CC |  | 0 | 1 | 0 | 3 | 0 | 0
SQL-GLF9.5-D | GLF 9.5 c/w 0.75kW 220v | AF Fans CC |  | 5516 | 1 | 0 | 2 | 0 | 0
SQL-GR75F | GLF Fan Wheel - Fixed 70mm | AF Fans CC |  | 147 | 1 | 0 | 4 | 0 | 0
SQL-GR75PBR | GLF Fan Wheel - PBK 70mm | AF Fans CC |  | 157.5 | 1 | 0 | 4 | 0 | 0
SR20MD00+0095 | SCL R20-MD GOR ATEX 2G ANOD. +V.INOX + IMPR. EU M.E.0.75-0.9KW - 2 POLI 230/400-50 |  |  | 38966.4 | 1 | 0 | 2 | 0 | 0
SR30MD000024 | SCL R30-MD MOR M.E 1.5KW 1Ph 220V |  | FM - FPZ | 0 | 1 | 0 | 2 | 0 | 0
SR30MD000069 | SCL R30-MD MOR EU M.E 1.5KW 3Ph 380V | Effepizeta | FM - FPZ | 14161.01 | 3 | 0 | 7 | 0 | 0
SR30MD50 | R30 MD 1.5Kw 380V 3-ph |  |  | 0 | 1 | 0 | 2 | 0 | 0
SR30MD50+0010 | R30 MD 1.5K 380V 3Ph |  |  | 0 | 1 | 0 | 2 | 0 | 0
SR30MD50+0020 | R30 MD 1.5Kw 220V 1-ph |  |  | 0 | 1 | 0 | 2 | 0 | 0
SR40MD00 + 0006 | SCL R40-MD MOR EU M.E 2.2kW - 2 POLI 230-50 V-HZ - MF - CL.F TROP. + PTO - IP55 - PAINTED | Effepizeta |  | 20582.19 | 2 | 0 | 4 | 0 | 0
SR40MD00+0006 | SCL R40MD |  | FM - FPZ | 0 | 1 | 0 | 2 | 0 | 0
SSD | New Disk replacement SSD 512gb from invoice AXG0205 | AXEGROUP |  | 850 | 1 | 0 | 2 | 0 | 0
ST0.14220 | Satmos Treatment 0.1Kw 1430rpm 230V | Luck and King |  | 2100 | 1 | 0 | 2 | 0 | 0
ST0001 | 760diam/9bladed/28mmbore/30deg/Impeller/FB | Phoenix Fans & Engineering |  | 511.44 | 1 | 0 | 4 | 0 | 0
STEPDRILL11 | STEP DRILL 4-22 X2MM T/CRAFT | EIS - (Engineering And Industrial Supplies) | CONSUMABLES | 271.3 | 1 | 0 | 2 | 0 | 0
STEPDRILL32 | STEP DRILL 4-32 X 2MM | EIS - (Engineering And Industrial Supplies) | CONSUMABLES | 299.13 | 1 | 0 | 2 | 0 | 0
STOCK GALVANIZING-12 JULY 2024 | STOCK GALVANIZING-12 JULY 2024 | GALVAGLOW (PTY) LTD |  | 0 | 99 | 0 | 495 | 0 | 0
STORAGE1000000 | Rental Space to Store Goods | Plant Service & Maintenance (PTY) Ltd |  | 2500 | 1 | 0 | 2 | 0 | 0
SWA02.5X4BKLH | STEEL WIRE ARMOURED 2.5MM X 4 | Alvern Cables (Pty) Ltd |  | 43.33 | 6 | 0 | 30 | 0 | 0
Sea Freight | Sea Freight 2-off Blower |  |  | 0 | 1 | 0 | 2 | 0 | 0
Search Engine | Search Engine Optimisation - Pro Package | ONPOINT MEDIA SA |  | 8000 | 1 | 0 | 4 | 0 | 0
Service Provider | Service | Comtech Network Solutions |  | 0 | 1 | 0 | 2 | 0 | 0
Spare Motor | Tiracamino |  |  | 0 | 5 | 0 | 25 | 0 | 0
Spring Hanger | 2.280 Green |  |  | 0 | 1 | 0 | 2 | 0 | 0
Stantionary | Stationary | Bond Stationers |  | 1176.43 | 1 | 0 | 2 | 0 | 0
TAB10130 | 1.1kw 6P 400V B30 90L IE1 MOTOR WEG W21 IP55 AL BOX | WEG South Africa |  | 2958.8 | 2 | 0 | 4 | 0 | 0
TAB15030 | 2.2kW 2P 400V B30 90L IE1 MOTOR WEG W11 IP55 AL BOX |  |  | 0 | 1 | 0 | 2 | 0 | 0
TAB15030- | 2.2kW 2P 400V B30 90L IE1 MOTOR WEG W11 IP55 AL BOX | WEG South Africa |  | 2625 | 2 | 0 | 4 | 0 | 0
TAP08130 | 0.75kw 6P 400V B30 90S IE1 MOTOR WEG W21 IP55 AL LEAD | WEG South Africa |  | 2385.5 | 2 | 0 | 4 | 0 | 0
TAXIP F300 450-5-25 | c/w 0.55 kW 4 Pole 380V Motor |  |  | 0 | 1 | 0 | 2 | 0 | 0
TB 315-560 | Casing Terminal Box (315-560) | ULTIMATENG (PTY) LTD | FM - DONKIN | 0 | 19 | 0 | 95 | 0 | 0
TB 630-800 | Casing Terminal Box (560-800) | ULTIMATENG (PTY) LTD | FM - DONKIN | 0 | 19 | 0 | 95 | 0 | 0
TC10.0X4BKHO7 | Trailing Cable 10mm2 4 Core | Alvern Cables (Pty) Ltd |  | 138.58 | 17 | 0 | 85 | 0 | 0
TCOVER | ROPE TIE DOWN - TONNEAU COVER - MAHINDRA SINGLE CAB | TONNEAU COVER MASTERS | Car accessories | 1700 | 1 | 0 | 2 | 0 | 0
TERMINAL CAP | TERMINAL CAP GALV |  | CASING | 0 | 1 | 0 | 2 | 0 | 0
TEX1943033 | 3kW 4P 220/380-415V B3T 100L IE1 Motor WEG W21 IP55 FLP | WEG South Africa |  | 11305.25 | 1 | 0 | 2 | 0 | 0
TEX2313030 | 5.5kW 6P 380-415/660V B3 132M IE1 MOTOR WEG W21 IP55 FLP | Weg SA |  | 22037.4 | 1 | 0 | 2 | 0 | 0
TF5PUR/C | TF5PUR/C - Fixed Castor 125mm | Caslad Agencies CC | CONSUMABLES | 253 | 1 | 0 | 5 | 0 | 0
THINNERS | 25L - Thinners 25L | EIS - (Engineering And Industrial Supplies) |  | 0 | 2 | 0 | 9 | 0 | 0
THINNERS - 25L | Thinners 25L |  | CONSUMABLES | 670.43 | 1 | 0 | 2 | 0 | 0
THINNERS - 5L | Thinners 5l |  | CONSUMABLES | 108.7 | 1 | 0 | 2 | 0 | 0
THREADED ROD 12X1 ZB | THREADED ROD 8.8 ZINC BLUE 12X1 975 8.8 ZB | M&D SPECIALISED FASTENERS (PTY) LTD | FASTENERS | 42 | 3 | 0 | 7 | 0 | 0
THREADED ROD 16X1 8 .8 ZB | 16X1 THREADED ROD 8 . 8 ZINC BLUE 16X1 975 8 .8 ZB | M&D SPECIALISED FASTENERS (PTY) LTD | FASTENERS | 96 | 2 | 0 | 12 | 0 | 0
TR355T4 | Torrette TR 355 T4 0.55KW ATEX ZONE1 (1084 CFM) | Vortice Elettrosociali SpA | FM - VORTICE | 0 | 1 | 0 | 3 | 0 | 0
TR400T4 | Torrette TR 400 T4 1.1KW ATEX ZONE1 (2700 CFM) | Vortice Elettrosociali SpA | FM - VORTICE | 0 | 1 | 0 | 3 | 0 | 0
TR450T4 | Torrette TR 450 T4 2.2KW ATEX ZONE 1 (4500 CFM) | Vortice Elettrosociali SpA | FM - VORTICE | 0 | 1 | 0 | 3 | 0 | 0
TR500T4 | Torrette TR 500 T4 3KW ATEX ZONE1 (6500 CFM) | Vortice Elettrosociali SpA | FM - VORTICE | 0 | 1 | 0 | 3 | 0 | 0
TR500T6 | Torrette TR 500 T6 0.75KW ATEX ZONE1 (3600 CFM) | Vortice Elettrosociali SpA | FM - VORTICE | 0 | 1 | 0 | 3 | 0 | 0
TR710T6 | Torrette TR 710 T6 4KW ATEX ZONE1 (9500 CFM) | Vortice Elettrosociali SpA | FM - VORTICE | 0 | 1 | 0 | 3 | 0 | 0
TRK-AR-500T4 | Torrette TRK-AR 500 T4 3KW (6200CFM) | Vortice Elettrosociali SpA | FM - VORTICE | 0 | 1 | 0 | 3 | 0 | 0
TRL | Traveling from Office to Airport |  |  | 0 | 38 | 0 | 190 | 0 | 0
TRS250EC | Torrette TRS 250 EC (850 CFM) | Vortice Elettrosociali SpA | FM - VORTICE | 0 | 1 | 0 | 3 | 0 | 0
TRS310EC | Torrette TRS 310 EC (1050 CFM) | Vortice Elettrosociali SpA | FM - VORTICE | 0 | 1 | 0 | 3 | 0 | 0
TS5PUR/BK | TS5PUR/BK - 125mm Brake Castor | Caslad Agencies CC | CONSUMABLES | 350 | 1 | 0 | 5 | 0 | 0
TTR07603820006 | Rec Tube 76x38x1.9-6M |  | FABRICATION | 304.55 | 1 | 0 | 2 | 0 | 0
TTS 55 Pro | TTS 55 Pro Laser Engraving Machine | Tech Up 3D |  | 6500 | 1 | 0 | 3 | 0 | 0
TTS038020006 | Sq / Tube 38X38X1.9-6M |  | FABRICATION | 205.99 | 1 | 0 | 2 | 0 | 0
TTS038030006 | Sq / Tube 38X38X3.0-6M | NJR STEEL - ALRODE (PTY) LTD | FM - FABRICATION | 341.95 | 1 | 0 | 2 | 0 | 0
TTSILENTM100 | TTSILENTM100 |  | Vents | 1175.53 | 1 | 0 | 2 | 0 | 0
TTSILENTM125 Fan | TTSILENTM125 |  |  | 0 | 65 | 0 | 325 | 0 | 0
TTSILENTM250 | TTSILENTM250 |  | Vents | 3172.84 | 2 | 0 | 8 | 0 | 0
Terminal-B56.36 | Terminal Block 56.36 - 6TN 56.36 M5 Complete | Machine Electrical Components CC |  | 81.93 | 17 | 0 | 86 | 0 | 0
Terminal-B70.45 | Terminal Blocks 70.45 - 6TN10, M6 | Machine Electrical Components CC |  | 169.6 | 2 | 0 | 9 | 0 | 0
Toll | Toll | Lime Laser service | FM - MACHINERY | 100 | 1 | 0 | 2 | 0 | 0
Transport | Delivery | Air Speration |  | 250 | 1 | 0 | 3 | 0 | 0
Travel | Call Out | AXEGROUP |  | 550 | 1 | 0 | 2 | 0 | 0
UV | UV 710 / 3 / 8 1.1KW |  |  | 0 | 1 | 0 | 2 | 0 | 0
UV 250/1/4 | 220 / 1 / 50 |  |  | 0 | 1 | 0 | 2 | 0 | 0
UV 250/1/4 c/w | 0. 18 kW 220 / 1 / 50 |  |  | 0 | 1 | 0 | 2 | 0 | 0
UV 400 SCREEN | 400 SCREENS |  |  | 0 | 1 | 0 | 2 | 0 | 0
UV 400- | Impeller |  |  | 0 | 1 | 0 | 2 | 0 | 0
UV 400-3-4 | c/w 0.55 kW 4 Pole 380 | Centrifab (Pty) Ltd |  | 10550 | 3 | 0 | 7 | 0 | 0
UV 400-3-6 | c/w 0.55 kW 6 Pole 380 | Centrifab (Pty) Ltd |  | 9892 | 1 | 0 | 3 | 0 | 0
UV 500 | Dome Only | Centrifab (Pty) Ltd |  | 900 | 2 | 0 | 4 | 0 | 0
UV 500-3-4 | c/w 1.5 kW 4 Pole 380V |  |  | 0 | 1 | 0 | 2 | 0 | 0
UV 630/3/6/W | c/w 1.5 kW 6 Pole 380 V Motor | Centrifab (Pty) Ltd |  | 10527.25 | 4 | 0 | 10 | 0 | 0
UV 630/3/8/W | c/w 0.75 kW 8 Pole 380 V |  | Fan | 0 | 1 | 0 | 2 | 0 | 0
UV 710/3/6 | UV710/3/6 | Centrifab (Pty) Ltd | Roof Fans | 14073 | 1 | 0 | 3 | 0 | 6
UV250/1/6 | c/w 0.18kW 220v Motor | Centrifab (Pty) Ltd |  | 0 | 1 | 0 | 2 | 0 | 0
UV400/1/4 | UV 400/1/4 c/w 0.55kW 4Pole 220v Motor |  |  | 0 | 1 | 0 | 2 | 0 | 0
VB10NX1320 F | Friction Belt wedge Envelope SPZ SE | Bearing Man Group |  | 52.19 | 2 | 0 | 10 | 0 | 0
VB13NX1340 F | VB13NX1340 FENNER | Bearing Man Group |  | 48.65 | 3 | 0 | 15 | 0 | 0
VB13NX1400 F | FRICTION BELT WEDGE ENVELOPE SPA SECTION 13 X 10 X 1400MM FENNER | Bearing Man Group |  | 55.88 | 2 | 0 | 8 | 0 | 0
VB13NX1600 F | FRICTION BELT WEDGE ENVELOPE SPA -SECTION 13 X 10 X 1600MM FENNER | Bearing Man Group |  | 58.79 | 28 | 0 | 58 | 0 | 0
VB13NX1682 F | FRICTION BELT WEDGE ENVELOPE SPA SECTION 13 X 10 X 1682MM FENNER | Bearing Man Group |  | 63.34 | 3 | 0 | 15 | 0 | 0
VB13NX1700 FF | FRICTION BELT WEDGE ENVELOPE SPA SE | Bearing Man Group |  | 73.27 | 2 | 0 | 8 | 0 | 0
VB13NX1800 F | FRICTION BELT WEDGE ENVELOPE SPA SECTION 13 X 10 X 1800MM FENNER | Bearing Man Group |  | 65.98 | 2 | 0 | 8 | 0 | 0
VB13NX1900 F | FRICTION BELT WEDGE ENVELOPE SPA SECTION 13 X 10 X 1900MM FENNER | Bearing Man Group |  | 69.58 | 1 | 0 | 5 | 0 | 0
VCN100 | VCN100 - External Exhaust Fan - 100mm? |  | Vents | 990.91 | 1 | 0 | 2 | 0 | 0
VCN125 | VCN125 - External Exhaust Fan - 125mm? |  | Vents | 1008.06 | 1 | 0 | 2 | 0 | 0
VCN150 | VCN150 - External Exhaust Fan - 150mm? |  | Vents | 1188.07 | 1 | 0 | 2 | 0 | 0
VFC 310/300 | VFC 310/300 c/w 300W 230V MOTOR |  |  | 0 | 1 | 0 | 2 | 0 | 0
VFC 355/550 | VFC 355/550 c/w 550Watts 230V Motor |  |  | 0 | 1 | 0 | 2 | 0 | 0
VFC 450 S | VFC SILENCER |  |  | 0 | 1 | 0 | 2 | 0 | 0
VFC 450/1100.12 | c/w 1.1KW |  |  | 0 | 1 | 0 | 2 | 0 | 0
VFC 450/1100.9 | c/w 1.1KW |  |  | 0 | 1 | 0 | 2 | 0 | 0
VFC SILENCER | VFC 355/3 850Lx520Wx410H |  |  | 0 | 1 | 0 | 2 | 0 | 0
VFC SILENCER. | VFC 355/5 1450Lx520Wx410H |  |  | 0 | 1 | 0 | 2 | 0 | 0
VFC SILENCER.. | VFC 310/3 850Lx450Wx360H |  |  | 0 | 1 | 0 | 2 | 0 | 0
VFC VS 400 / 550 | c/w 0.55 kW 4 Pole 230 V Motor |  |  | 0 | 1 | 0 | 2 | 0 | 0
VFC310.147 | 147WATTS |  |  | 0 | 1 | 0 | 2 | 0 | 0
VFC355-300 | VFC 355/300 c/w 300Watts 230V Motor |  | FM - DONKIN | 0 | 1 | 0 | 2 | 0 | 0
VFC355-420 | VFC355/420 c/w 420watts 4P 230v |  |  | 0 | 1 | 0 | 2 | 0 | 0
VFC355550 | VFC 355/550 c/w 550W 4P 220V |  |  | 0 | 1 | 0 | 2 | 0 | 0
VFC355550S | 520wide x 510high x 610mm Long Silencers |  |  | 0 | 1 | 0 | 2 | 0 | 0
VLA3 & RV3 | VLA3 or RV3 - 1' |  | FM - FPZ | 0 | 1 | 0 | 2 | 0 | 0
VOC | Creation, Conformity Review, Inspection & Issuance | Bureau Veritas Testing Inspection SA Pty |  | 8161.02 | 1 | 0 | 5 | 0 | 0
VP 15 | VP 150K |  |  | 0 | 1 | 0 | 5 | 0 | 0
VP10 | 100 K |  |  | 0 | 1 | 0 | 2 | 0 | 0
VP12 | 125 K |  |  | 0 | 1 | 0 | 2 | 0 | 0
VRL6 | VRL6 - 2' |  | FM - FPZ | 0 | 1 | 0 | 2 | 0 | 0
VRL8 | VRL8 - 3' | Effepizeta | FM - FPZ | 0 | 1 | 0 | 3 | 0 | 0
VRL9 | VRL9 - 4' | Effepizeta | FM - FPZ | 0 | 1 | 0 | 3 | 0 | 0
VSD | - 37 kW 380V variable speed drive |  |  | 0 | 1 | 0 | 2 | 0 | 0
VSD - | 37 kW 380V variable speed drive |  |  | 0 | 1 | 0 | 2 | 0 | 0
Vibrasorb Waffle/Steel | 100 x 100 -60 Shore |  |  | 0 | 1 | 0 | 2 | 0 | 0
W1G250 | HH67 - 52 - 48 V (36-57V-) DC. 105 W 2750 min 1 | Ebmpapst |  | 0 | 2 | 0 | 10 | 0 | 0
W1G250 - HH67 - 52 | 48 V (36-57V-) DC. 105 W 2750 min 1 |  |  | 3511.5 | 1 | 0 | 2 | 0 | 0
W82011 | Bearing RCSM 25 |  |  | 0 | 1 | 0 | 2 | 0 | 0
WAMCENTRIF | WAM Centrif c/w 1.5HP Nema Motor |  |  | 0 | 2 | 0 | 8 | 0 | 0
WAREHOUSE-FAN1 | HTMH-71-4T-4 IE3 380V 60Hz IE3 - Roof Top Exhaust Fan |  |  | 0 | 10 | 0 | 50 | 0 | 0
WD002 | FMD 600 x 600 x 50 W/D | Filtermac Design ( Pty) Ltd |  | 169 | 13 | 0 | 45 | 0 | 0
WEG SMOKEX PAD W22 | 18.5KW 4P 380V IP55 300 C/2HR MOTOR | WEG South Africa | MOTORS | 26234 | 1 | 0 | 2 | 0 | 0
WGP3603033 | 22kW 4P 380-400-415/660-690//460V B3T 180L IE1 | WEG South Africa |  | 15923.7 | 3 | 0 | 7 | 0 | 0
WIRING | Wiring of welding plug and installation of welding plug x2 | Downside Projects | FM - ELECTRICAL WIRING | 2750 | 1 | 0 | 5 | 0 | 0
WL 400 | Wall Mount |  |  | 0 | 1 | 0 | 5 | 0 | 0
WL2525 | WEATHER LOUVRE 250*250 NS NA | Advantage Air Africa Pty Ltd |  | 430.34 | 14 | 0 | 32 | 0 | 0
WL350 | 350x350mm Weather Louvres |  |  | 0 | 1 | 0 | 2 | 0 | 0
WL6060 | WEATHER LOUVRE 600*600 NS NA | Advantage Air Africa Pty Ltd |  | 1115.22 | 11 | 0 | 23 | 0 | 0
WP P800 | WATERPAPER P800 | MG AUTO PAINT (PTY) LTD |  | 5.22 | 2 | 0 | 10 | 0 | 0
WPF50/600/600/50 | Filter | Filta Matix |  | 175.85 | 34 | 0 | 109 | 0 | 0
WPF50/600/600/50. | WPF50/600/600/50 | Filta Matix |  | 175.85 | 2 | 0 | 12 | 0 | 0
WS | Wall sleeve, plate and flashing | Intervent-Universal (Pty) Ltd |  | 701.67 | 3 | 0 | 9 | 0 | 0
WSAWBS014 | [D]HBS350N[1] 14inch WOODWORKING | Adendorff Machinery Mart |  | 11638.05 | 1 | 0 | 3 | 0 | 0
Wooden crate charges | Wooden crate charges | Regal Beloit Italy S.p.A - Nicotra . |  | 1085.46 | 1 | 0 | 3 | 0 | 0
YUF150 | YUF150 |  | FM - KAYITES | 0 | 1 | 0 | 2 | 0 | 0
Z4540002 | Commission for HFEAVAO.AFM.000298-AECI CHEMICALS |  |  | 0 | 1 | 0 | 2 | 0 | 0
ZZZ-SP 2200 | 0.37KW 4P 400 V B3 - IE2-OH71 M ORANGE1 | Kurt Maier Motor-Press (South africa) (Pty) Ltd t/a EMAC |  | 7180 | 1 | 0 | 2 | 0 | 0
changing Discharge position | to R 90 |  |  | 0 | 1 | 0 | 2 | 0 | 0
cmp 922 | cmp 922- 2T-3 2.2kw 2p |  |  | 0 | 1 | 0 | 2 | 0 | 0
e12TS30 | e12TS GOR-C + E.M. 30 KW GR 200-B5 + PTC (Motor included) |  |  | 0 | 1 | 0 | 2 | 0 | 0
flex | Inlet and Discharge Flexible Connections |  |  | 0 | 1 | 0 | 2 | 0 | 0
TOTAL STOCK