## Category Summary
Category | Total Items | Total QTY Purchased | Total QTY Sold | Total Stock Value | Total Re-Order Qty | Total Re-Order Value
Accessories | 6 | 1611 | 20 | 0 | 0 | 0
C/FLANGE | 4 | 6 | 14 | 0 | 0 | 0
CASING | 5 | 30 | 0 | 0 | 0 | 0
CONSUMABLES | 23 | 799 | 1 | 0 | 0 | 0
Car accessories | 1 | 1 | 0 | 0 | 0 | 0
DUCT | 1 | 5 | 5 | 0 | 0 | 0
FABRICATION | 4 | 17 | 0 | 0 | 0 | 0
FASTENERS | 13 | 4452 | 0 | 0 | 0 | 0
FM - BLOWER | 1 | 0 | 1 | 0 | 0 | 0
FM - C/FLANGE | 16 | 1929 | 1624 | 0 | 0 | 0
FM - CFW FANS | 4 | 17 | 3 | 0 | 0 | 0
FM - DONKIN | 327 | 5570 | 5346 | 0 | 0 | 0
FM - ELECTRICAL WIRING | 2 | 3 | 0 | 0 | 0 | 0
FM - FABRICATION | 26 | 154 | 0 | 0 | 0 | 0
FM - FAN BLADE MODELLING | 1 | 0.5 | 0 | 0 | 0 | 0
FM - FPZ | 40 | 737.9 | 592 | 0 | 0 | 0
FM - SHEET | 1 | 1 | 0 | 0 | 0 | 0
FM - IMPELLER | 15 | 4463 | 0 | 0 | 0 | 0
FM - KAYITES | 45 | 1363 | 1186 | 0 | 0 | 0
FM - LUCK & KING | 2 | 2 | 0 | 0 | 0 | 0
FM - M/FEET | 15 | 1874 | 2613 | 0 | 0 | 0
FM - MACHINERY | 3 | 204 | 0 | 0 | 0 | 0
FM - MOTOR | 21 | 749 | 25 | 0 | 0 | 0
FM - NICOTRA | 31 | 51 | 178 | 0 | 0 | 0
FM - OSTBERG | 10 | 3 | 118 | 0 | 0 | 0
FM - PAINTING | 1 | 0 | 2 | 0 | 0 | 0
FM - SODECA | 93 | 794 | 1297 | 0 | 0 | 0
FM - UNIFORM | 5 | 15 | 0 | 0 | 0 | 0
FM - VORTICE | 86 | 1471 | 1901 | 0 | 0 | 0
IMPELLER | 6 | 8 | 0 | 0 | 0 | 0
M/FEET | 5 | 11 | 34 | 0 | 0 | 0
MOTOR FLANGE | 1 | 1 | 0 | 0 | 0 | 0
MOTORS | 3 | 5 | 2 | 0 | 0 | 0
PACKAGING | 1 | 1 | 0 | 0 | 0 | 0
PLATE | 1 | 5 | 0 | 0 | 0 | 0
Roof Fans | 1 | 4 | 4 | 0 | 0 | 0
Sodeca | 1 | 6 | 6 | 0 | 0 | 0
Uncategorized | 723 | 110588.46 | 2369 | 0 | 0 | 0
VSD | 4 | 0 | 9 | 0 | 0 | 0
Vents | 5 | 0 | 128 | 0 | 0 | 0

## Accessories
Item Code | Description | Category | Supplier | Cost | Lead Time (months) | Min | Current Stock | On Order | Max | Stock Value | Re-Order Qty | Re-Order Value
1600IC | 1600 Dia Inlet Cone | Accessories |  |  | 0.5 | 1 | 0 | 0 | 5 | 0 | 5 | 0
AWSL/1/1000X500/OP/0/P1/ | 1000 X 500 | Accessories | TROX South Africa (Pty) Ltd | 3264 | 0.8 | 2 | 0 | 0 | 6 | 0 | 6 | 19584
Disc Valve | 100 Diam | Accessories |  |  | 0.5 | 9 | 0 | 0 | 45 | 0 | 45 | 0
GRM350 | Shutter PVC Gravity for 250mmFan S/Frame | Accessories | Luft Industries Natal (Pty) Ltd | 503.25 | 0.5 | 1 | 0 | 0 | 2 | 0 | 2 | 1006.5
M6X20X2 | M6x20x2 - Flat Washer Zinc Blue | Accessories | M&D SPECIALISED FASTENERS (PTY) LTD | 0.3 | 0.5 | 114 | 0 | 0 | 572 | 0 | 572 | 171.6
Non-Taxable Extra's | Non-Taxable Extra's | Accessories | Egoli Auto (Pty) Ltd t/a Mahindra JHB South | 1950 | 0.5 | 1 | 0 | 0 | 5 | 0 | 5 | 9750

## CFLANGE
Item Code | Description | Category | Supplier | Cost | Lead Time (months) | Min | Current Stock | On Order | Max | Stock Value | Re-Order Qty | Re-Order Value
1250CF | 1250 Diam Counter Flange | C/FLANGE | Air Speration | 534.83 | 1.3 | 1 | 0 | 0 | 3 | 0 | 3 | 1604.49
1600CF | 1600 Diam Counter Flange | C/FLANGE | Air Speration | 1358.93 | 0.9 | 1 | 0 | 0 | 3 | 0 | 3 | 4076.79
450CF | 450 Diam Counter Flange | C/FLANGE |  |  | 0.5 | 1 | 0 | 0 | 5 | 0 | 5 | 0
460CF | 460 Diam Counter Flanges | C/FLANGE | GALVAGLOW (PTY) LTD |  | 0.5 | 1 | 0 | 0 | 5 | 0 | 5 | 0

## CASING
Item Code | Description | Category | Supplier | Cost | Lead Time (months) | Min | Current Stock | On Order | Max | Stock Value | Re-Order Qty | Re-Order Value
2450x1225x3mm | HR Sheet SAE1008 2450x1225x3 | CASING | NJR STEEL - ALRODE (PTY) LTD | 1067.28 | 0.5 | 1 | 0 | 0 | 2 | 0 | 2 | 2134.56
C800X500FM | 800 x 500 foot mount Casing | CASING | GALVAGLOW (PTY) LTD |  | 0.5 | 1 | 0 | 0 | 5 | 0 | 5 | 0
C965x740 | Casing Size 965diam x 740Long | CASING | GALVAGLOW (PTY) LTD |  | 0.5 | 1 | 0 | 0 | 5 | 0 | 5 | 0
Laser Cutting | Fans Casing | CASING | ULTIMATENG (PTY) LTD | 1475 | 0.5 | 3 | 0 | 2 | 15 | 0 | 13 | 19175
Laser Cutting-S | Strips | CASING | ULTIMATENG (PTY) LTD |  | 0.5 | 1 | 0 | 0 | 5 | 0 | 5 | 0

## CONSUMABLES
Item Code | Description | Category | Supplier | Cost | Lead Time (months) | Min | Current Stock | On Order | Max | Stock Value | Re-Order Qty | Re-Order Value
101430 | SOAP STONE (1 Box = 144 or ea) | CONSUMABLES | INTROWELD CC | 2.85 | 0.6 | 86 | 0 | 0 | 374 | 0 | 374 | 1065.9
AIR HOSE 1M | AIR HOSE 8MM | CONSUMABLES | MG AUTO PAINT (PTY) LTD | 30.43 | 0.5 | 5 | 0 | 0 | 25 | 0 | 25 | 760.75
CLAMP | CLAMP | CONSUMABLES | MG AUTO PAINT (PTY) LTD | 4.35 | 0.5 | 2 | 0 | 0 | 10 | 0 | 10 | 43.5
COUP SET | COUPLER SET CARLA | CONSUMABLES | MG AUTO PAINT (PTY) LTD | 86.96 | 0.5 | 1 | 0 | 0 | 5 | 0 | 5 | 434.8
G028 | 8 RED HEAT RESISTANT GLOVES | CONSUMABLES | INTROWELD CC | 69 | 0.6 | 1 | 0 | 0 | 5 | 0 | 5 | 345
GUN H827P | SPRAY GUN H827P BULLDOG | CONSUMABLES | MG AUTO PAINT (PTY) LTD | 521.74 | 0.5 | 1 | 0 | 0 | 2 | 0 | 2 | 1043.48
Laser Cutting-P5 | Program 5 | CONSUMABLES | ULTIMATENG (PTY) LTD | 3100 | 0.7 | 1 | 0 | 0 | 3 | 0 | 3 | 9300
Laser Cutting-P6 | Program 6 | CONSUMABLES | ULTIMATENG (PTY) LTD | 4545 | 0.7 | 1 | 0 | 0 | 5 | 0 | 5 | 22725
M12*20(S/S) | M12*20 HEX SET SCREWS S/S 304 A2 | CONSUMABLES |  | 6 | 0.5 | 75 | 0 | 0 | 375 | 0 | 375 | 2250
M13X40X3 | M13X40X3 | CONSUMABLES |  | 1.15 | 0.5 | 100 | 0 | 0 | 500 | 0 | 500 | 575
M16*20(S/S) | M16*20 Hex Set Screws A2 | CONSUMABLES |  | 11 | 0.5 | 42 | 0 | 0 | 212 | 0 | 212 | 2332
M16*25(S/S) | M16*25 A2 HEX SET SCREW 933 A2 | CONSUMABLES |  | 11 | 0.5 | 32 | 0 | 0 | 162 | 0 | 162 | 1782
M5-ROD | M5 Threaded Rod | CONSUMABLES | M&D SPECIALISED FASTENERS (PTY) LTD | 15 | 0.5 | 1 | 0 | 0 | 2 | 0 | 2 | 30
M6X1 | M6*1 M/S THREADED ROD Z/BLUE - 6*1 975 ZB | CONSUMABLES | M&D SPECIALISED FASTENERS (PTY) LTD | 16 | 0.5 | 1 | 0 | 0 | 2 | 0 | 2 | 32
M6X16 | GRUB SCREW | CONSUMABLES | M&D SPECIALISED FASTENERS (PTY) LTD | 0.65 | 0.5 | 17 | 0 | 0 | 85 | 0 | 85 | 55.25
M6X16 COUNTER SUNK | M6X16 COUNTER SUNK BOLTS - Allen key screw in - Zinc blue | CONSUMABLES | M&D SPECIALISED FASTENERS (PTY) LTD | 1.2 | 0.5 | 20 | 0 | 0 | 100 | 0 | 100 | 120
M6X16 COUNTER SUNK-MACH | M6X16 COUNTER SUNK BOLTS - Machine screw in - zinc blue | CONSUMABLES | M&D SPECIALISED FASTENERS (PTY) LTD | 0.15 | 0.5 | 20 | 0 | 0 | 100 | 0 | 100 | 15
QD GP 25LT | QD GREY PRIMER 25LT | CONSUMABLES | MG AUTO PAINT (PTY) LTD | 1173.91 | 0.5 | 1 | 0 | 0 | 2 | 0 | 2 | 2347.82
QD MIX 25LT | QD MIX 25LT MINES GREY | CONSUMABLES | MG AUTO PAINT (PTY) LTD | 1691.3 | 0.5 | 1 | 0 | 0 | 2 | 0 | 2 | 3382.6
REPAIR-BLADE | 315 X 70 Wide Radical Bladed Fan - Existing Inlet ring removed - New one Manufactured & re-assembled | CONSUMABLES | Airtec Fans & Engineering | 1625 | 0.5 | 1 | 0 | 0 | 2 | 0 | 2 | 3250
SCOTCH BRI G | SCOTCH BRITE GREY BULLDOG | CONSUMABLES | MG AUTO PAINT (PTY) LTD | 26.09 | 0.5 | 5 | 0 | 0 | 25 | 0 | 25 | 652.25
TF5PUR/C | TF5PUR/C - Fixed Castor 125mm | CONSUMABLES | Caslad Agencies CC | 253 | 0.5 | 1 | 0 | 0 | 5 | 0 | 5 | 1265
TS5PUR/BK | TS5PUR/BK - 125mm Brake Castor | CONSUMABLES | Caslad Agencies CC | 350 | 0.5 | 1 | 0 | 0 | 5 | 0 | 5 | 1750

## Car accessories
Item Code | Description | Category | Supplier | Cost | Lead Time (months) | Min | Current Stock | On Order | Max | Stock Value | Re-Order Qty | Re-Order Value
TCOVER | ROPE TIE DOWN - TONNEAU COVER - MAHINDRA SINGLE CAB | Car accessories | TONNEAU COVER MASTERS | 1700 | 0.5 | 1 | 0 | 0 | 2 | 0 | 2 | 3400

## DUCT
Item Code | Description | Category | Supplier | Cost | Lead Time (months) | Min | Current Stock | On Order | Max | Stock Value | Re-Order Qty | Re-Order Value
.30 Duct | 300mm Diameter-10 meter Long | DUCT | Luft Industries Natal (Pty) Ltd | 1500 | 0.5 | 1 | 0 | 0 | 6 | 0 | 6 | 9000

## FABRICATION
Item Code | Description | Category | Supplier | Cost | Lead Time (months) | Min | Current Stock | On Order | Max | Stock Value | Re-Order Qty | Re-Order Value
1501 | ARCAL SPEED 50L CYLINDER 17.5KG | FABRICATION | INTROWELD CC | 1130.43 | 0.5 | 1 | 0 | 0 | 5 | 0 | 5 | 5652.15
2450x1225x2mm | HR Sheet CQ 2450x1225x2mm | FABRICATION | NJR STEEL - ALRODE (PTY) LTD | 701.44 | 0.5 | 2 | 0 | 0 | 10 | 0 | 10 | 7014.4
Angle S355JR-50x50x5mm | Angle S355JR 50x50x5mm 6Mtr | FABRICATION | NJR STEEL - ALRODE (PTY) LTD | 309.4 | 0.5 | 1 | 0 | 0 | 2 | 0 | 2 | 618.8
SQ-TUBE32X32 | SQ / TUBE 32X32X1.5 - 6M | FABRICATION | NJR STEEL - ALRODE (PTY) LTD | 133 | 0.5 | 5 | 0 | 0 | 25 | 0 | 25 | 3325

## FASTENERS
Item Code | Description | Category | Supplier | Cost | Lead Time (months) | Min | Current Stock | On Order | Max | Stock Value | Re-Order Qty | Re-Order Value
M10 FLAT WASHER (S/S) | M10x20x3 FLAT WASHER STAINLESS STEEL A2 | FASTENERS | M&D SPECIALISED FASTENERS (PTY) LTD | 4 | 0.5 | 125 | 0 | 0 | 625 | 0 | 625 | 2500
M10 FLAT WASHER ZB | M10 FLAT WASHER DIN 125A ZINC BLUE (10 .5i/dx20o/dxthk) 10 125A ZB | FASTENERS | M&D SPECIALISED FASTENERS (PTY) LTD | 0.24 | 0.5 | 68 | 0 | 0 | 339 | 0 | 339 | 81.36
M10 HEX NUT (S/S) | M10 HEX NUT STAINLESS STEEL A2 | FASTENERS | M&D SPECIALISED FASTENERS (PTY) LTD | 1.5 | 0.5 | 75 | 0 | 0 | 375 | 0 | 375 | 562.5
M10*16 (S/S) | M10*16 HT HEX SET SCREW (S/S) A2 | FASTENERS | M&D SPECIALISED FASTENERS (PTY) LTD | 3 | 0.5 | 75 | 0 | 0 | 375 | 0 | 375 | 1125
M12 FLAT WASHER (S/S) | M12x30x3 FLAT WASHER STAINLESS STEEL A2 | FASTENERS | M&D SPECIALISED FASTENERS (PTY) LTD | 2.5 | 0.5 | 125 | 0 | 0 | 625 | 0 | 625 | 1562.5
M12 HEX NUT (S/S) | M12 HEX NUT STAINLESS STEEL A2 | FASTENERS | M&D SPECIALISED FASTENERS (PTY) LTD | 1.8 | 0.5 | 75 | 0 | 0 | 375 | 0 | 375 | 675
M14 FLAT WASHER ZB | M14x30x3 FLAT WASHER Z/BLUE | FASTENERS | M&D SPECIALISED FASTENERS (PTY) LTD | 0.6 | 0.5 | 50 | 0 | 0 | 250 | 0 | 250 | 150
M14X65 Hex Set Screw | M14*65 HT HEX SET SCREW Z/BLUE | FASTENERS | M&D SPECIALISED FASTENERS (PTY) LTD | 6.5 | 0.5 | 50 | 0 | 0 | 250 | 0 | 250 | 1625
M16 FLAT WASHER (S/S) | M16 FLAT WASHER STAINLESS STEEL A2 | FASTENERS | M&D SPECIALISED FASTENERS (PTY) LTD | 1.3 | 0.5 | 50 | 0 | 0 | 250 | 0 | 250 | 325
M16 HEX NUT (S/S) | M16 HEX NUT STAINLESS STEEL A2 | FASTENERS | M&D SPECIALISED FASTENERS (PTY) LTD | 3.5 | 0.5 | 100 | 0 | 0 | 500 | 0 | 500 | 1750
M16*120 (S/S) | M16*120 HT HEX SET SCREW (S/S) A2 | FASTENERS | M&D SPECIALISED FASTENERS (PTY) LTD | 45 | 0.5 | 75 | 0 | 0 | 375 | 0 | 375 | 16875
THREADED ROD 12X1 ZB | THREADED ROD 8.8 ZINC BLUE 12X1 975 8.8 ZB | FASTENERS | M&D SPECIALISED FASTENERS (PTY) LTD | 42 | 1.5 | 3 | 0 | 0 | 7 | 0 | 7 | 294
THREADED ROD 16X1 8 .8 ZB | 16X1 THREADED ROD 8 . 8 ZINC BLUE 16X1 975 8 .8 ZB | FASTENERS | M&D SPECIALISED FASTENERS (PTY) LTD | 96 | 0.5 | 2 | 0 | 0 | 12 | 0 | 12 | 1152

## FM - BLOWER
Item Code | Description | Category | Supplier | Cost | Lead Time (months) | Min | Current Stock | On Order | Max | Stock Value | Re-Order Qty | Re-Order Value
SCBFLT1.25B | SCB Blower Simple Intake Filter - 1 1/4 | FM - BLOWER |  |  | 0.5 | 1 | 0 | 0 | 2 | 0 | 2 | 0

## FM - CFLANGE
Item Code | Description | Category | Supplier | Cost | Lead Time (months) | Min | Current Stock | On Order | Max | Stock Value | Re-Order Qty | Re-Order Value
1000CF | 1000 Diam Counter Flange | FM - C/FLANGE | Attenu-Tec HVAC Parts | 503.22 | 0.6 | 1 | 0 | 0 | 4 | 0 | 4 | 2012.88
1000CFUG | 1000 Diam Counter Flange Ungalvanised | FM - C/FLANGE | ULTIMATENG (PTY) LTD |  | 0.5 | 3 | 0 | 0 | 15 | 0 | 15 | 0
315CF | 315 Diam Counter Flange | FM - C/FLANGE | Attenu-Tec HVAC Parts | 76.19 | 0.7 | 7 | 0 | 0 | 28 | 0 | 28 | 2133.32
400CF | 400 Diam Counter Flange | FM - C/FLANGE | Attenu-Tec HVAC Parts | 85 | 0.5 | 5 | 0 | 0 | 24 | 0 | 24 | 2040
500CF | 500 Diam Counter Flange | FM - C/FLANGE | Attenu-Tec HVAC Parts | 64.44 | 0.7 | 5 | 0 | 0 | 18 | 0 | 18 | 1159.92
500CFUG | 500 Diam Counter Flange Ungalvanised | FM - C/FLANGE | ULTIMATENG (PTY) LTD |  | 0.5 | 10 | 0 | 0 | 50 | 0 | 50 | 0
560CF | 560 Diam Counter Flange | FM - C/FLANGE | Attenu-Tec HVAC Parts |  | 0.6 | 4 | 0 | 0 | 19 | 0 | 19 | 0
560CFUG | 560 Diam Counter Flange Ungalvanised | FM - C/FLANGE | ULTIMATENG (PTY) LTD |  | 0.5 | 9 | 0 | 0 | 45 | 0 | 45 | 0
630CF | 630 Diam Counter Flange | FM - C/FLANGE | Attenu-Tec HVAC Parts |  | 0.6 | 3 | 0 | 0 | 13 | 0 | 13 | 0
630CFUG | 630 Diam Counter Flange Ungalvanised | FM - C/FLANGE | ULTIMATENG (PTY) LTD |  | 0.5 | 16 | 0 | 0 | 80 | 0 | 80 | 0
710CF | 710 Diam Counter Flange | FM - C/FLANGE | Attenu-Tec HVAC Parts | 50.18 | 0.9 | 3 | 0 | 0 | 10 | 0 | 10 | 501.8
710CFUG | 710 Diam Counter Flange Ungalvanised | FM - C/FLANGE | ULTIMATENG (PTY) LTD |  | 0.5 | 9 | 0 | 0 | 45 | 0 | 45 | 0
800CF | 800 Diam Counter Flange | FM - C/FLANGE | Attenu-Tec HVAC Parts | 212.23 | 0.7 | 2 | 0 | 0 | 9 | 0 | 9 | 1910.07
800CFUG | 800 Diam Counter Flange Ungalvanised | FM - C/FLANGE | ULTIMATENG (PTY) LTD |  | 0.5 | 16 | 0 | 0 | 80 | 0 | 80 | 0
900CF | 900 Diam Counter Flange | FM - C/FLANGE | Attenu-Tec HVAC Parts | 403 | 0.7 | 1 | 0 | 0 | 5 | 0 | 5 | 2015
900CFUG | 900 Diam Counter Flange Ungalvanised | FM - C/FLANGE | ULTIMATENG (PTY) LTD |  | 0.5 | 4 | 0 | 0 | 22 | 0 | 22 | 0

## FM - CFW FANS
Item Code | Description | Category | Supplier | Cost | Lead Time (months) | Min | Current Stock | On Order | Max | Stock Value | Re-Order Qty | Re-Order Value
400C400 | 400 Casing x 400mm Long - DO NOT DRILL MOTOR AND BRACKET HOLES | FM - CFW FANS | CFW Fans (Pty) Ltd | 1195 | 0.5 | 2 | 0 | 0 | 8 | 0 | 8 | 9560
500C400 | 500 Casing x 400mm Long - DO NOT DRILL MOTOR AND BRACKET HOLES | FM - CFW FANS | CFW Fans (Pty) Ltd | 1438 | 0.5 | 2 | 0 | 0 | 8 | 0 | 8 | 11504
HDA9B315 | HDA9 - 315 Impeller to suit 0.37Kw 2pole Motor | FM - CFW FANS | CFW Fans (Pty) Ltd | 1880 | 0.5 | 1 | 0 | 0 | 2 | 0 | 2 | 3760
LDA9B710 | LDA9B - Allumium bladed Impeller - Form B to suit 1.1kw 4Pole motor | FM - CFW FANS | CFW Fans (Pty) Ltd | 1737 | 0.6 | 2 | 0 | 0 | 10 | 0 | 10 | 17370

## FM - DONKIN
Item Code | Description | Category | Supplier | Cost | Lead Time (months) | Min | Current Stock | On Order | Max | Stock Value | Re-Order Qty | Re-Order Value
1000S1.5DP | 1000 Diam Silencer 1.5D Podded | FM - DONKIN | Attenu-Tec | 6255 | 1 | 1 | 0 | 0 | 3 | 0 | 3 | 18765
1000S2.0DP | 1000 Diam Silencer 2.0D Podded | FM - DONKIN | Attenu-Tec | 7900 | 1.9 | 8 | 0 | 0 | 16 | 0 | 16 | 126400
1000SM1.0D | 1000 Diam Melinex Silencer 1.0D | FM - DONKIN | Attenu-Tec | 4463 | 0.5 | 2 | 0 | 0 | 10 | 0 | 10 | 44630
1000SM1.0DP | 1000 Diam Melinex Silencer 1.0D Podded | FM - DONKIN |  |  | 0.5 | 2 | 0 | 0 | 10 | 0 | 10 | 0
1000SM1.5DP | 1000 Diam Melinex Silencer 1.5D Podded | FM - DONKIN | Attenu-Tec | 5620 | 0.5 | 1 | 0 | 0 | 5 | 0 | 5 | 28100
100T600 | 100 Diam Tube Silencer 600L | FM - DONKIN | Attenu-Tec | 360 | 0.5 | 2 | 0 | 0 | 9 | 0 | 9 | 3240
1250FC | 1250 Diam Flexible Connection | FM - DONKIN | Attenu-Tec HVAC Parts | 2147.54 | 1.3 | 1 | 0 | 0 | 3 | 0 | 3 | 6442.62
125T600 | 125 Diam Tube Silencer 600L | FM - DONKIN | Attenu-Tec | 436.5 | 0.5 | 1 | 0 | 2 | 2 | 0 | 0 | 0
125TTSilentM | 125 TT Silent M Fan | FM - DONKIN |  |  | 0.5 | 12 | 0 | 0 | 62 | 0 | 62 | 0
150T600 | 150 Diam Tube Silencer 600L | FM - DONKIN | Attenu-Tec | 474.88 | 0.5 | 2 | 0 | 0 | 10 | 0 | 10 | 4748.8
1600FC | 1600 Diam Flexible Connection | FM - DONKIN | Air Speration | 12757.61 | 1.7 | 2 | 0 | 0 | 4 | 0 | 4 | 51030.44
200T600 | 200 Diam Tube Silencer 600L | FM - DONKIN | Attenu-Tec | 533 | 0.6 | 4 | 0 | 0 | 18 | 0 | 18 | 9594
200T900 | 200 Diam Tube Silencer 900L | FM - DONKIN | Attenu-Tec | 623 | 0.5 | 2 | 0 | 0 | 10 | 0 | 10 | 6230
2243FM | 22kW 4P 380V Foot Mount Motor | FM - DONKIN | ACTOM | 16260 | 0.9 | 2 | 0 | 0 | 6 | 0 | 6 | 97560
250T600 | 250 Diam Tube Silencer 600L | FM - DONKIN | Attenu-Tec | 595 | 0.5 | 2 | 0 | 0 | 12 | 0 | 12 | 7140
315-560AVMS | 315 to 560 NDA RED ANeoprene Floor Mounts | FM - DONKIN | Seal 'N Devices (Pty) Ltd | 42.94 | 0.5 | 24 | 0 | 0 | 118 | 0 | 118 | 5066.92
315FC | 315 Diam Flexible Connection | FM - DONKIN | Attenu-Tec | 142.96 | 0.5 | 1 | 0 | 0 | 2 | 0 | 2 | 285.92
315S1.0DP | 315 Diam Silencer 1.0D Podded | FM - DONKIN | Attenu-Tec | 1425 | 0.5 | 1 | 0 | 0 | 2 | 0 | 2 | 2850
315S1.5DP | 315 Diam Silencer 1.5D Podded | FM - DONKIN | Attenu-Tec | 1340 | 0.7 | 4 | 0 | 0 | 14 | 0 | 14 | 18760
315S2.0DP | 315 Diam Silencer 2.0D Podded | FM - DONKIN | Attenu-Tec | 1695 | 0.9 | 1 | 0 | 0 | 3 | 0 | 3 | 5085
315SM1.5DP | 315 Diam Melinex Silencer 1.5D Podded | FM - DONKIN | Attenu-Tec | 1270 | 1.4 | 3 | 0 | 0 | 7 | 0 | 7 | 8890
315T300 | 315 Diam Tube Silencer 300L | FM - DONKIN | Attenu-Tec | 414 | 0.5 | 5 | 0 | 0 | 25 | 0 | 25 | 10350
315T600 | 315 Diam Tube Silencer 600L | FM - DONKIN | Attenu-Tec | 679 | 0.6 | 7 | 0 | 0 | 30 | 0 | 30 | 20370
315T900 | 315 Diam Tube Silencer 900L | FM - DONKIN | Attenu-Tec | 793 | 0.5 | 1 | 0 | 0 | 2 | 0 | 2 | 1586
355T600. | 355 Diam Tube Silencer 600L | FM - DONKIN | Attenu-Tec | 731 | 0.7 | 1 | 0 | 6 | 5 | 0 | 0 | 0
400FC | 400 Diam Flexible Connection | FM - DONKIN | Attenu-Tec HVAC Parts | 325.84 | 0.9 | 1 | 0 | 0 | 3 | 0 | 3 | 977.52
400HVJ-2S | 400 Diam Vertical Discharge Unit | FM - DONKIN | Attenu-Tec HVAC Parts | 840 | 1.1 | 1 | 0 | 0 | 3 | 0 | 3 | 2520
400S1.0D | 400 Diam Silencer 1.0D | FM - DONKIN |  |  | 0.5 | 1 | 0 | 0 | 5 | 0 | 5 | 0
400S1.0DP | 400 Diam Silencer 1.0D Podded | FM - DONKIN | Attenu-Tec | 1456 | 0.5 | 1 | 0 | 0 | 2 | 0 | 2 | 2912
400S1.5D | 400 Diam Silencer 1.5D | FM - DONKIN | Attenu-Tec | 1164 | 0.5 | 1 | 0 | 0 | 2 | 0 | 2 | 2328
400S1.5DP | 400 Diam Silencer 1.5D Podded | FM - DONKIN | Attenu-Tec | 1632 | 0.6 | 2 | 0 | 6 | 10 | 0 | 4 | 6528
400S2.0DP | 400 Diam Silencer 2.0D Podded | FM - DONKIN | Attenu-Tec | 2015.29 | 0.6 | 1 | 0 | 0 | 5 | 0 | 5 | 10076.45
400SM1.5DP | 400 Diam Melinex Silencer 1.5D Podded | FM - DONKIN | Attenu-Tec | 1506.5 | 0.5 | 1 | 0 | 0 | 2 | 0 | 2 | 3013
500FC | 500 Diam Flexible Connection | FM - DONKIN | Air Speration | 537.57 | 1.4 | 1 | 0 | 0 | 3 | 0 | 3 | 1612.71
500HVJ-2S | 500 Diam Vertical Discharge Unit | FM - DONKIN | Attenu-Tec HVAC Parts | 1025 | 1.1 | 1 | 0 | 0 | 3 | 0 | 3 | 3075
500S1.0DP | 500 Diam Silencer 1.0D Podded | FM - DONKIN | Attenu-Tec | 1575 | 0.5 | 1 | 0 | 0 | 2 | 0 | 2 | 3150
500S1.5D | 500 Diam Silencer 1.5D | FM - DONKIN |  |  | 0.5 | 1 | 0 | 0 | 5 | 0 | 5 | 0
500S1.5DP | 500 Diam Silencer 1.5D Podded | FM - DONKIN | Attenu-Tec | 2025 | 0.6 | 2 | 0 | 4 | 7 | 0 | 3 | 6075
500S2.0DP | 500 Diam Silencer 2.0D Podded | FM - DONKIN | Attenu-Tec | 2608 | 1 | 4 | 0 | 0 | 13 | 0 | 13 | 33904
500SM1.5D | 500 Diam Melinex Silencer 1.5D | FM - DONKIN |  |  | 0.5 | 1 | 0 | 0 | 5 | 0 | 5 | 0
500SM1.5DP | 500 Diam Melinex Silencer 1.5D Podded | FM - DONKIN | Attenu-Tec | 1819 | 0.5 | 1 | 0 | 0 | 2 | 0 | 2 | 3638
500SM2.0DP | 500 Diam Melinex Silencer 2.0D Podded | FM - DONKIN | Attenu-Tec | 2608 | 0.5 | 1 | 0 | 0 | 2 | 0 | 2 | 5216
560FC | 560 Diam Flexible Connection | FM - DONKIN | Attenu-Tec HVAC Parts | 733 | 1.7 | 2 | 0 | 0 | 4 | 0 | 4 | 2932
560HVJ-2S | 560 Diam Vertical Discharge Unit | FM - DONKIN | Attenu-Tec HVAC Parts | 1201.86 | 1 | 1 | 0 | 0 | 3 | 0 | 3 | 3605.58
560S1.5D | 560 Diam Silencer 1.5D | FM - DONKIN | Attenu-Tec | 2352 | 0.5 | 1 | 0 | 0 | 5 | 0 | 5 | 11760
560S1.5DP | 560 Diam Silencer 1.5D Podded | FM - DONKIN | Attenu-Tec | 2617 | 0.8 | 3 | 0 | 2 | 10 | 0 | 8 | 20936
560S2.0DP | 560 Diam Silencer 2.0D Podded | FM - DONKIN | Attenu-Tec | 3435 | 1 | 2 | 0 | 0 | 5 | 0 | 5 | 17175
560SM1.0DP | 560 Diam Melinex Silencer 1.0D Podded | FM - DONKIN | Attenu-Tec | 2138 | 0.5 | 1 | 0 | 0 | 2 | 0 | 2 | 4276
560SM1.5DP | 560 Diam Melinex Silencer 1.5D Podded | FM - DONKIN | Attenu-Tec | 2486.15 | 0.5 | 1 | 0 | 0 | 2 | 0 | 2 | 4972.3
560SM2.0DP | 560 Diam Melinex Silencer 2.0D Podded | FM - DONKIN | Attenu-Tec | 3435 | 1.8 | 7 | 0 | 0 | 15 | 0 | 15 | 51525
630-1000AVMS | 630 to 1000 NDB GREEN Neoprene Floor Mounts | FM - DONKIN | Seal 'N Devices (Pty) Ltd | 57.37 | 0.5 | 20 | 0 | 0 | 98 | 0 | 98 | 5622.26
630FC | 630 Diam Flexible Connection | FM - DONKIN | Attenu-Tec HVAC Parts | 663.63 | 0.8 | 1 | 0 | 0 | 3 | 0 | 3 | 1990.89
630HVJ-2S | 630 Diam Vertical Discharge Unit | FM - DONKIN | Attenu-Tec HVAC Parts | 1437 | 0.5 | 1 | 0 | 0 | 2 | 0 | 2 | 2874
630S1.5DP | 630 Diam Silencer 1.5D Podded | FM - DONKIN | Attenu-Tec | 3010 | 0.8 | 3 | 0 | 5 | 10 | 0 | 5 | 15050
630S2.0D | 630 Diam Silencer 2.0D | FM - DONKIN | Attenu-Tec | 3075 | 1.1 | 1 | 0 | 0 | 3 | 0 | 3 | 9225
630S2.0DP | 630 Diam Silencer 2.0D Podded | FM - DONKIN | Attenu-Tec | 3896 | 1 | 2 | 0 | 0 | 6 | 0 | 6 | 23376
630SM1.0DP | 630 Diam Melinex Silencer 1.0D Podded | FM - DONKIN | Attenu-Tec | 2400 | 0.5 | 1 | 0 | 0 | 5 | 0 | 5 | 12000
630SM1.5D | 630 Diam Melinex Silencer 1.5D | FM - DONKIN | Attenu-Tec | 2175 | 0.5 | 1 | 0 | 0 | 5 | 0 | 5 | 10875
630SM1.5DP | 630 Diam Melinex Silencer 1.5D Podded | FM - DONKIN | Attenu-Tec | 2916.38 | 0.7 | 1 | 0 | 0 | 4 | 0 | 4 | 11665.52
630SM2.0DP | 630 Diam Melinex Silencer 2.0D Podded | FM - DONKIN | Attenu-Tec | 3693 | 1.5 | 6 | 0 | 0 | 14 | 0 | 14 | 51702
710FC | 710 Diam Flexible Connection | FM - DONKIN | Attenu-Tec HVAC Parts | 860 | 1.7 | 2 | 0 | 0 | 4 | 0 | 4 | 3440
710HVJ-2S | 710 Diam Vertical Discharge Unit | FM - DONKIN | Attenu-Tec HVAC Parts | 1592 | 1.1 | 1 | 0 | 0 | 3 | 0 | 3 | 4776
710S1.5DP | 710 Diam Silencer 1.5D Podded | FM - DONKIN | Attenu-Tec | 3685 | 0.7 | 1 | 0 | 0 | 5 | 0 | 5 | 18425
710S2.0DP | 710 Diam Silencer 2.0D Podded | FM - DONKIN | Attenu-Tec | 4720 | 0.9 | 1 | 0 | 0 | 3 | 0 | 3 | 14160
710SM1.5D | 710 Diam Melinex Silencer 1.5D | FM - DONKIN | Attenu-Tec | 3331 | 0.5 | 1 | 0 | 0 | 2 | 0 | 2 | 6662
710SM1.5DP | 710 Diam Melinex Silencer 1.5D Podded | FM - DONKIN | Attenu-Tec | 3485.72 | 0.7 | 1 | 0 | 0 | 4 | 0 | 4 | 13942.88
800FC | 800 Diam Flexible Connection | FM - DONKIN |  |  | 0.5 | 2 | 0 | 0 | 12 | 0 | 12 | 0
800HVJ-2S | 800 Diam Vertical Discharge Unit | FM - DONKIN | Attenu-Tec HVAC Parts | 1699 | 1 | 1 | 0 | 0 | 3 | 0 | 3 | 5097
800S1.0DP | 800 Diam Silencer 1.0D Podded | FM - DONKIN | Attenu-Tec | 3395 | 1.8 | 29 | 0 | 0 | 61 | 0 | 61 | 207095
800S1.5D | 800 Diam Silencer 1.5D | FM - DONKIN |  |  | 0.5 | 1 | 0 | 0 | 2 | 0 | 2 | 0
800S1.5DP | 800 Diam Silencer 1.5D Podded | FM - DONKIN | Attenu-Tec | 4423 | 0.8 | 1 | 0 | 0 | 4 | 0 | 4 | 17692
800S2.0DP | 800 Diam Silencer 2.0D Podded | FM - DONKIN | Attenu-Tec | 5738 | 0.9 | 1 | 0 | 0 | 3 | 0 | 3 | 17214
800SM1.0DP | 800 Diam Melinex Silencer 1.0D Podded | FM - DONKIN |  |  | 0.5 | 8 | 0 | 0 | 40 | 0 | 40 | 0
800SM1.5D | 800 Diam Melinex Silencer 1.5D | FM - DONKIN | Attenu-Tec | 3582 | 0.5 | 1 | 0 | 0 | 2 | 0 | 2 | 7164
800SM1.5DP | 800 Diam Melinex Silencer 1.5D Podded | FM - DONKIN | Attenu-Tec | 4192 | 1.5 | 2 | 0 | 0 | 4 | 0 | 4 | 16768
900HVJ-2S | 900 Diam Vertical Discharge Unit | FM - DONKIN | Air Speration | 4053.73 | 0.5 | 2 | 0 | 0 | 9 | 0 | 9 | 36483.57
900S1.5D | 900 Diam Silencer 1.5D | FM - DONKIN | Attenu-Tec | 4272 | 0.5 | 2 | 0 | 0 | 10 | 0 | 10 | 42720
900S1.5DP | 900 Diam Silencer 1.5D Podded | FM - DONKIN |  |  | 0.5 | 1 | 0 | 0 | 5 | 0 | 5 | 0
900S2.0D | 900 Diam Silencer 2.0D | FM - DONKIN | Attenu-Tec | 5661.5 | 1.4 | 1 | 0 | 0 | 3 | 0 | 3 | 16984.5
900S2.0DP | 900 Diam Silencer 2.0D Podded | FM - DONKIN | Attenu-Tec | 6224 | 1.4 | 1 | 0 | 0 | 3 | 0 | 3 | 18672
900SM1.5DP | 900 Diam Melinex Silencer 1.5D Podded | FM - DONKIN | Attenu-Tec | 4804 | 0.5 | 1 | 0 | 0 | 5 | 0 | 5 | 24020
900SM2.0DP | 900 Diam Melinex Silencer 2.0D Podded | FM - DONKIN | Attenu-Tec | 6224 | 0.5 | 1 | 0 | 0 | 2 | 0 | 2 | 12448
AIRMAX2-500 | AIRMAX-2.500 W | FM - DONKIN |  |  | 0.5 | 1 | 0 | 0 | 2 | 0 | 2 | 0
AIRMAX2-500P | AIRMAX-2.500 P | FM - DONKIN |  |  | 0.5 | 1 | 0 | 0 | 2 | 0 | 2 | 0
AIRMAX2-650 | AIRMAX-2.650 W | FM - DONKIN |  |  | 0.5 | 1 | 0 | 0 | 4 | 0 | 4 | 0
AIRMAX2-650P | AIRMAX-2.650 P | FM - DONKIN |  |  | 0.5 | 1 | 0 | 0 | 2 | 0 | 2 | 0
AIRMAX2-650P.EC | AIRMAX-2.650 P. EC | FM - DONKIN |  |  | 0.5 | 1 | 0 | 0 | 2 | 0 | 2 | 0
AIRMAX2-650W | AIRMAX-2.650 W.EC | FM - DONKIN |  |  | 0.5 | 1 | 0 | 0 | 2 | 0 | 2 | 0
AIRMAX2-750 | AIRMAX-2.750 W | FM - DONKIN |  |  | 0.5 | 1 | 0 | 0 | 2 | 0 | 2 | 0
AIRMAX2-850 | AIRMAX-2.850 W | FM - DONKIN |  |  | 0.5 | 1 | 0 | 0 | 5 | 0 | 5 | 0
C315x315 | Casing size 315diamx315 | FM - DONKIN | GALVAGLOW (PTY) LTD | 144 | 0.5 | 1 | 0 | 0 | 2 | 0 | 2 | 288
C315x315UG | Casing size 315diamx315-Ungalvanised | FM - DONKIN | TS TELEKI T/A VENT SYSTEM AND PROJECTS | 594.72 | 0.5 | 3 | 0 | 0 | 15 | 0 | 15 | 8920.8
C400x400UG | Casing Size 400diamx400-Ungalvanised | FM - DONKIN | TS TELEKI T/A VENT SYSTEM AND PROJECTS | 849.6 | 0.5 | 2 | 0 | 0 | 10 | 0 | 10 | 8496
C462x470-B | Casing size 462diamx470 Buffalo | FM - DONKIN | GALVAGLOW (PTY) LTD |  | 0.5 | 1 | 0 | 0 | 5 | 0 | 5 | 0
C462x470UG-B | Casing size 462diamx470 Buffalo-Ungalvanised | FM - DONKIN | TS TELEKI T/A VENT SYSTEM AND PROJECTS | 1491.01 | 0.5 | 1 | 0 | 0 | 5 | 0 | 5 | 7455.05
C500x400UG | Casing Size 500diamx400-Ungalvanised | FM - DONKIN | TS TELEKI T/A VENT SYSTEM AND PROJECTS | 1019.75 | 0.5 | 3 | 0 | 0 | 15 | 0 | 15 | 15296.25
C560x400 | Casing size 560diamx400 | FM - DONKIN | GALVAGLOW (PTY) LTD |  | 0.5 | 2 | 0 | 0 | 10 | 0 | 10 | 0
C560x400UG | Casing size 560diamx400-Ungalvanised | FM - DONKIN | TS TELEKI T/A VENT SYSTEM AND PROJECTS | 1180.84 | 0.5 | 1 | 0 | 0 | 5 | 0 | 5 | 5904.2
C630x400 | Casing Size 630diamx400 | FM - DONKIN | GALVAGLOW (PTY) LTD |  | 0.5 | 2 | 0 | 0 | 12 | 0 | 12 | 0
C630x400UG | Casing Size 630diamx400-Ungalvanised | FM - DONKIN | TS TELEKI T/A VENT SYSTEM AND PROJECTS | 1402.45 | 0.5 | 2 | 0 | 0 | 10 | 0 | 10 | 14024.5
C710x400 | Casing Size 710diamx400 | FM - DONKIN | GALVAGLOW (PTY) LTD |  | 0.5 | 5 | 0 | 0 | 25 | 0 | 25 | 0
C710x400UG | Casing Size 710diamx400-Ungalvanised | FM - DONKIN | TS TELEKI T/A VENT SYSTEM AND PROJECTS | 1505.57 | 0.5 | 2 | 0 | 0 | 10 | 0 | 10 | 15055.7
C800x400 | Casing Size 800diamx400 | FM - DONKIN | GALVAGLOW (PTY) LTD |  | 0.5 | 4 | 0 | 0 | 18 | 0 | 18 | 0
C800x400UG | Casing Size 800diamx400-Ungalvanised | FM - DONKIN | TS TELEKI T/A VENT SYSTEM AND PROJECTS | 2044.2 | 0.5 | 2 | 0 | 0 | 10 | 0 | 10 | 20442
CTerm-Cap | Casing Terminal Cap | FM - DONKIN | GALVAGLOW (PTY) LTD |  | 0.5 | 10 | 0 | 0 | 52 | 0 | 52 | 0
D100056 | KSB 200 BOX FAN | FM - DONKIN |  |  | 0.5 | 1 | 0 | 0 | 4 | 0 | 4 | 0
D100058 | KSB 250 BOX FAN | FM - DONKIN |  |  | 0.5 | 1 | 0 | 0 | 2 | 0 | 2 | 0
D100059 | TT SILENT M250 | FM - DONKIN |  |  | 0.5 | 1 | 0 | 0 | 5 | 0 | 5 | 0
F6942 Filter | Donkin Fan Filter F6942 Set | FM - DONKIN |  |  | 0.5 | 1 | 0 | 0 | 5 | 0 | 5 | 0
FT4001502 | Funmax 400 15.D.8 c/w 1.5kw 2P 380 V Motor | FM - DONKIN |  |  | 0.5 | 1 | 0 | 0 | 2 | 0 | 2 | 0
FT7101104 | Funmax 710 20.D.8 c/w 1.1kw 4P 380 V Motor | FM - DONKIN | Centrifab (Pty) Ltd | 13600 | 1.8 | 2 | 0 | 0 | 4 | 0 | 4 | 54400
LS250 | LOUVER SHUTTER Alum. 9 | FM - DONKIN |  | 518.48 | 0.5 | 1 | 0 | 0 | 2 | 0 | 2 | 1036.96
LS315 | LOUVER SHUTTER Alum. 12 | FM - DONKIN |  | 437.68 | 0.5 | 1 | 0 | 0 | 2 | 0 | 2 | 875.36
LS400 | LOUVRE SHUTTER 15'' | FM - DONKIN |  | 555.74 | 0.5 | 1 | 0 | 0 | 2 | 0 | 2 | 1111.48
LS500 | LOUVRE SHUTTER Alum. 18 | FM - DONKIN |  | 724.5 | 0.5 | 1 | 0 | 0 | 2 | 0 | 2 | 1449
LS630 | LOUVRE SHUTTER Alum. 24 | FM - DONKIN |  | 974.05 | 0.5 | 1 | 0 | 0 | 2 | 0 | 2 | 1948.1
Laser Cutting-P1000 | Program 1000 - 4mm | FM - DONKIN | ULTIMATENG (PTY) LTD | 3000 | 0.5 | 2 | 0 | 0 | 8 | 0 | 8 | 24000
Laser Cutting-P3 | Program 3 | FM - DONKIN | ULTIMATENG (PTY) LTD | 3230 | 0.5 | 2 | 0 | 5 | 12 | 0 | 7 | 22610
Laser Cutting-P4 | Program 4 | FM - DONKIN | ULTIMATENG (PTY) LTD | 2355 | 0.5 | 2 | 0 | 5 | 10 | 0 | 5 | 11775
Laser Cutting-P900 | Program 900 - 4mm | FM - DONKIN | ULTIMATENG (PTY) LTD | 4200 | 0.5 | 2 | 0 | 0 | 8 | 0 | 8 | 33600
MB1000UG | 1000diam mounting brackets Ungalvanized (4 per set) | FM - DONKIN | ULTIMATENG (PTY) LTD |  | 0.5 | 6 | 0 | 0 | 30 | 0 | 30 | 0
MB630 | 630diam Mounting Brackets (4 per set) | FM - DONKIN | GALVAGLOW (PTY) LTD |  | 0.5 | 5 | 0 | 0 | 25 | 0 | 25 | 0
MB630UG | 630diam Mounting Brackets Ungalvanized (4 per set) | FM - DONKIN | ULTIMATENG (PTY) LTD |  | 0.5 | 18 | 0 | 0 | 88 | 0 | 88 | 0
MB710 | 710diam mounting brackets (4 per set) | FM - DONKIN | GALVAGLOW (PTY) LTD |  | 0.5 | 4 | 0 | 0 | 22 | 0 | 22 | 0
MB710UG | 710diam mounting brackets Ungalvanized (4 per set) | FM - DONKIN | ULTIMATENG (PTY) LTD |  | 0.5 | 16 | 0 | 0 | 80 | 0 | 80 | 0
MB800UG | 800diam mounting brackets Ungalvanized (4 per set) | FM - DONKIN | ULTIMATENG (PTY) LTD |  | 0.5 | 11 | 0 | 0 | 55 | 0 | 55 | 0
MB900UG | 900diam mounting brackets Ungalvanized (4 per set) | FM - DONKIN | ULTIMATENG (PTY) LTD |  | 0.5 | 12 | 0 | 0 | 60 | 0 | 60 | 0
MF12504008 | MFAJAX-3 1250 c/w 4,00KW 8P 380V | FM - DONKIN |  |  | 0.5 | 1 | 0 | 0 | 2 | 0 | 2 | 0
MFA100011004 | MAXFLO 1000/250/14 A c/w 11,00KW 4P 380V | FM - DONKIN | Centrifab (Pty) Ltd | 3774 | 0.8 | 1 | 0 | 0 | 3 | 0 | 3 | 11322
MFA10004004 | MAXFLO 1000/250/14 A c/w 4,00KW 4P 380V | FM - DONKIN | Centrifab (Pty) Ltd | 11554.27 | 0.5 | 1 | 0 | 0 | 2 | 0 | 2 | 23108.54
MFA10005504 | MAXFLO 1000/250/14 A c/w 5,50KW 4P 380V | FM - DONKIN |  |  | 0.5 | 1 | 0 | 0 | 2 | 0 | 2 | 0
MFA3150552 | MAXFLO 315/150/10 A c/w 0,55KW 2P 380V | FM - DONKIN |  |  | 0.5 | 1 | 0 | 0 | 2 | 0 | 2 | 0
MFA3150752 | MAXFLO 315/150/10 A c/w 0,75KW 2P 380V | FM - DONKIN |  |  | 0.5 | 1 | 0 | 0 | 2 | 0 | 2 | 0
MFA4000374 | MAXFLO 400/150/10 A c/w 0,37KW 4P 380V | FM - DONKIN |  |  | 0.5 | 1 | 0 | 0 | 2 | 0 | 2 | 0
MFA4000552 | MAXFLO 400/150/10 A c/w 0,55KW 2P 380V | FM - DONKIN |  |  | 0.5 | 1 | 0 | 0 | 2 | 0 | 2 | 0
MFA4000752 | MAXFLO 400/150/10 A c/w 0,75KW 2P 380V | FM - DONKIN |  |  | 0.5 | 1 | 0 | 0 | 2 | 0 | 2 | 0
MFA4001102 | MAXFLO 400/150/10 A c/w 1,10KW 2P 380V | FM - DONKIN | Centrifab (Pty) Ltd | 7100 | 0.5 | 1 | 0 | 0 | 2 | 0 | 2 | 14200
MFA4001502 | MAXFLO 400/150/10 A c/w 1.50KW 2P 380V | FM - DONKIN |  |  | 0.5 | 1 | 0 | 0 | 2 | 0 | 2 | 0
MFA5000554 | MAXFLO 500/150/10 A c/w 0,55KW 4P 380V | FM - DONKIN | Air Speration | 5824.76 | 0.5 | 1 | 0 | 0 | 2 | 0 | 2 | 11649.52
MFA5000754 | MAXFLO 500/150/10 A c/w 0,75KW 4P 380V | FM - DONKIN |  |  | 0.5 | 1 | 0 | 0 | 2 | 0 | 2 | 0
MFA5001102 | MAXFLO 500/150/10 A c/w 1,10KW 2P 380V | FM - DONKIN |  |  | 0.5 | 1 | 0 | 0 | 2 | 0 | 2 | 0
MFA5001104 | MAXFLO 500/150/10 A c/w 1,10KW 4P 380V | FM - DONKIN |  |  | 0.5 | 1 | 0 | 0 | 2 | 0 | 2 | 0
MFA5002202 | MAXFLO 500/150/10 A c/w 2,20KW 2P 380V | FM - DONKIN | Air Speration | 8942.15 | 0.9 | 1 | 0 | 0 | 3 | 0 | 3 | 26826.45
MFA5003002 | MAXFLO 500/150/10 A c/w 3.00kW 2P 380V | FM - DONKIN |  |  | 0.5 | 1 | 0 | 0 | 2 | 0 | 2 | 0
MFA5004002 | MAXFLO 500/150/10 A c/w 4,00KW 2P 380V | FM - DONKIN |  |  | 0.5 | 1 | 0 | 0 | 2 | 0 | 2 | 0
MFA90011004 | MAXFLO 900/250/14 A c/w 11,00KW 4P 380V | FM - DONKIN | Air Speration | 8127.2 | 0.5 | 1 | 0 | 0 | 2 | 0 | 2 | 16254.4
MFA9001506 | MAXFLO 900/250/14 A c/w 1,50KW 6P 380V | FM - DONKIN |  |  | 0.5 | 1 | 0 | 0 | 2 | 0 | 2 | 0
MFA9002204 | MAXFLO 900/250/14 A c/w 2,20KW 4P 380V | FM - DONKIN | Centrifab (Pty) Ltd | 8127.2 | 0.5 | 1 | 0 | 0 | 2 | 0 | 2 | 16254.4
MFA9003004 | MAXFLO 900/250/14 A c/w 3,00KW 4P 380V | FM - DONKIN |  |  | 0.5 | 1 | 0 | 0 | 2 | 0 | 2 | 0
MFA9004004 | MAXFLO 900/250/14 A c/w 4,00KW 4P 380V | FM - DONKIN |  |  | 0.5 | 1 | 0 | 0 | 2 | 0 | 2 | 0
MFA9005504 | MAXFLO 900/250/14 A c/w 5,50KW 4P 380V | FM - DONKIN |  |  | 0.5 | 1 | 0 | 0 | 2 | 0 | 2 | 0
MFA9007504 | MAXFLO 900/250/14 A c/w 7,50KW 4P 380V | FM - DONKIN |  |  | 0.5 | 1 | 0 | 0 | 2 | 0 | 2 | 0
MFAY5600374 | MAXFLO 560/150/10 A c/w 0,37KW 4P 380V | FM - DONKIN |  |  | 0.5 | 1 | 0 | 0 | 2 | 0 | 2 | 0
MFAY5600554 | MAXFLO 560/150/10 A c/w 0,55KW 4P 380V | FM - DONKIN | Air Speration | 5685.45 | 0.5 | 1 | 0 | 0 | 2 | 0 | 2 | 11370.9
MFAY5600754 | MAXFLO 560/150/10 A c/w 0,75KW 4P 380V | FM - DONKIN |  |  | 0.5 | 1 | 0 | 0 | 2 | 0 | 2 | 0
MFAY5601104 | MAXFLO 560/150/10 A c/w 1,10KW 4P 380V | FM - DONKIN |  |  | 0.5 | 1 | 0 | 0 | 2 | 0 | 2 | 0
MFAY5601504 | MAXFLO 560/150/10 A c/w 1,50KW 4P 380V | FM - DONKIN |  |  | 0.5 | 1 | 0 | 0 | 2 | 0 | 2 | 0
MFAY5602202 | MAXFLO 560/150/10 A c/w 2,20KW 2P 380V | FM - DONKIN |  |  | 0.5 | 1 | 0 | 0 | 5 | 0 | 5 | 0
MFAY5604002 | MAXFLO 560/150/10 A c/w 4,00KW 2P 380V | FM - DONKIN |  |  | 0.5 | 1 | 0 | 0 | 5 | 0 | 5 | 0
MFAY6300554 | MAXFLO 630/150/10 A c/w 0,55KW 4P 380V | FM - DONKIN | Centrifab (Pty) Ltd | 2700 | 0.5 | 1 | 0 | 0 | 5 | 0 | 5 | 13500
MFAY6300556 | MAXFLO 630/150/10 A c/w 0,55KW 6P 380V | FM - DONKIN |  |  | 0.5 | 1 | 0 | 0 | 2 | 0 | 2 | 0
MFAY6300754 | MAXFLO 630/150/10 A c/w 0,75KW 4P 380V | FM - DONKIN |  |  | 0.5 | 2 | 0 | 0 | 10 | 0 | 10 | 0
MFAY6301104 | MAXFLO 630/150/10 A c/w 1,10KW 4P 380V | FM - DONKIN |  |  | 0.5 | 1 | 0 | 0 | 2 | 0 | 2 | 0
MFAY6301504 | MAXFLO 630/150/10 A c/w 1,50KW 4P 380V | FM - DONKIN |  |  | 0.5 | 1 | 0 | 0 | 2 | 0 | 2 | 0
MFAY6302204 | MAXFLO 630/150/10 A c/w 2,20KW 4P 380V | FM - DONKIN |  |  | 0.5 | 1 | 0 | 0 | 2 | 0 | 2 | 0
MFAY7101104 | MAXFLO 710/150/10 A c/w 1,10KW 4P 380V | FM - DONKIN | Centrifab (Pty) Ltd | 8558.02 | 0.8 | 1 | 0 | 0 | 3 | 0 | 3 | 25674.06
MFAY7101504 | MAXFLO 710/150/10 A c/w 1,50KW 4P 380V | FM - DONKIN |  |  | 0.5 | 1 | 0 | 0 | 5 | 0 | 5 | 0
MFAY7102204 | MAXFLO 710/150/10 A c/w 2,20KW 4P 380V | FM - DONKIN |  |  | 0.5 | 1 | 0 | 0 | 2 | 0 | 2 | 0
MFAY7104004 | MAXFLO 710/150/10 A c/w 4,00KW 4P 380V | FM - DONKIN | Air Speration | 9521.1 | 1.7 | 2 | 0 | 0 | 4 | 0 | 4 | 38084.4
MFAY8001504 | MAXFLO 800/150/10 A c/w 1,50KW 4P 380V | FM - DONKIN |  |  | 0.5 | 1 | 0 | 0 | 2 | 0 | 2 | 0
MFAY8002204 | MAXFLO 800/150/10 A c/w 2,20KW 4P 380V | FM - DONKIN |  |  | 0.5 | 2 | 0 | 0 | 8 | 0 | 8 | 0
MFAY8003004 | MAXFLO 800/150/10 A c/w 3,00KW 4P 380V | FM - DONKIN |  |  | 0.5 | 1 | 0 | 0 | 2 | 0 | 2 | 0
MFAY8004004 | MAXFLO 800/150/10 A c/w 4,00KW 4P 380V | FM - DONKIN |  |  | 0.5 | 1 | 0 | 0 | 2 | 0 | 2 | 0
MFAY8007504 | MAXFLO 800/150/10 A c/w 7,50KW 4P 380V | FM - DONKIN |  |  | 0.5 | 1 | 0 | 0 | 2 | 0 | 2 | 0
MFAZ5600554 | MAXFLO 560/250/14 A c/w 0,55KW 4P 380V | FM - DONKIN |  |  | 0.5 | 1 | 0 | 0 | 2 | 0 | 2 | 0
MFAZ5600754 | MAXFLO 560/250/14 A c/w 0,75KW 4P 380V | FM - DONKIN |  |  | 0.5 | 1 | 0 | 0 | 4 | 0 | 4 | 0
MFAZ5601104 | MAXFLO 560/250/14 A c/w 1,10KW 4P 380V | FM - DONKIN |  |  | 0.5 | 1 | 0 | 0 | 2 | 0 | 2 | 0
MFAZ5601504 | MAXFLO 560/250/14 A c/w 1,50KW 4P 380V | FM - DONKIN |  |  | 0.5 | 2 | 0 | 0 | 8 | 0 | 8 | 0
MFAZ5602202 | MAXFLO 560/250/14 A c/w 2,20KW 2P 380V | FM - DONKIN |  |  | 0.5 | 1 | 0 | 0 | 2 | 0 | 2 | 0
MFAZ5604002 | MAXFLO 560/250/14 A c/w 4,00KW 2P 380V | FM - DONKIN | Air Speration | 9281.52 | 0.5 | 1 | 0 | 0 | 2 | 0 | 2 | 18563.04
MFAZ6300374 | MAXFLO 630/250/14 A c/w 0,37KW 4P 380V | FM - DONKIN | Centrifab (Pty) Ltd | 3511.53 | 1.4 | 1 | 0 | 0 | 3 | 0 | 3 | 10534.59
MFAZ6300554 | MAXFLO 630/250/14 A c/w 0,55KW 4P 380V | FM - DONKIN |  |  | 0.5 | 1 | 0 | 0 | 2 | 0 | 2 | 0
MFAZ6300754 | MAXFLO 630/250/14 A c/w 0,75KW 4P 380V | FM - DONKIN |  |  | 0.5 | 1 | 0 | 0 | 2 | 0 | 2 | 0
MFAZ6301104 | MAXFLO 630/250/14 A c/w 1,10KW 4P 380V | FM - DONKIN | Air Speration | 8775 | 0.7 | 1 | 0 | 0 | 3 | 0 | 3 | 26325
MFAZ6301504 | MAXFLO 630/250/14 A c/w 1,50KW 4P 380V | FM - DONKIN | Centrifab (Pty) Ltd | 8058 | 0.5 | 1 | 0 | 0 | 2 | 0 | 2 | 16116
MFAZ6302204 | MAXFLO 630/250/14 A c/w 2,20KW 4P 380V | FM - DONKIN |  |  | 0.5 | 1 | 0 | 0 | 2 | 0 | 2 | 0
MFAZ6303004 | MAXFLO 630/250/14 A c/w 3,00KW 4P 380V | FM - DONKIN |  |  | 0.5 | 1 | 0 | 0 | 2 | 0 | 2 | 0
MFAZ6304004 | MAXFLO 630/250/14 A c/w 4,00KW 4P 380V | FM - DONKIN |  |  | 0.5 | 1 | 0 | 0 | 2 | 0 | 2 | 0
MFAZ7101104 | MAXFLO 710/250/14 A c/w 1,10KW 4P 380V | FM - DONKIN | Air Speration | 10080 | 1.1 | 1 | 0 | 0 | 3 | 0 | 3 | 30240
MFAZ7101504 | MAXFLO 710/250/14 A c/w 1,50KW 4P 380V | FM - DONKIN |  |  | 0.5 | 1 | 0 | 0 | 2 | 0 | 2 | 0
MFAZ7102204 | MAXFLO 710/250/14 A c/w 2,20KW 4P 380V | FM - DONKIN |  |  | 0.5 | 1 | 0 | 0 | 2 | 0 | 2 | 0
MFAZ7104004 | MAXFLO 710/250/14 A c/w 4,00KW 4P 380V | FM - DONKIN |  |  | 0.5 | 1 | 0 | 0 | 2 | 0 | 2 | 0
MFAZ7105504 | MAXFLO 710/250/14 A c/w 5,50KW 4P 380V | FM - DONKIN | Air Speration | 9912 | 0.5 | 1 | 0 | 0 | 2 | 0 | 2 | 19824
MFAZ8002204 | MAXFLO 800/250/14 A c/w 2,20KW 4P 380V | FM - DONKIN | Air Speration | 8492.74 | 0.5 | 1 | 0 | 0 | 2 | 0 | 2 | 16985.48
MFAZ8003004 | MAXFLO 800/250/14 A c/w 3,00KW 4P 380V | FM - DONKIN |  |  | 0.5 | 1 | 0 | 0 | 2 | 0 | 2 | 0
MFAZ8004004 | MAXFLO 800/250/14 A c/w 4,00KW 4P 380V | FM - DONKIN |  |  | 0.5 | 2 | 0 | 0 | 8 | 0 | 8 | 0
MFAZ8005504 | MAXFLO 800/250/14 A c/w 5,50KW 4P 380V | FM - DONKIN |  |  | 0.5 | 2 | 0 | 0 | 12 | 0 | 12 | 0
MFP10005504 | MAXFLO 1000/250/14 P c/w 5,50KW 4P 380V | FM - DONKIN |  |  | 0.5 | 1 | 0 | 0 | 2 | 0 | 2 | 0
MFP10007504 | MAXFLO 1000/250/14 P c/w 7,50KW 4P 380V | FM - DONKIN |  |  | 0.5 | 1 | 0 | 0 | 2 | 0 | 2 | 0
MFP3150254 | MAXFLO 315/150/10 P c/w 0,25KW 4P 380V | FM - DONKIN | Air Speration | 4150.17 | 0.5 | 1 | 0 | 0 | 2 | 0 | 2 | 8300.34
MFP3150374 | MAXFLO 315/150/10 P c/w 0,37KW 4P 380V | FM - DONKIN |  |  | 0.5 | 1 | 0 | 0 | 2 | 0 | 2 | 0
MFP3150552 | MAXFLO 315/150/10 P c/w 0,55KW 2P 380V | FM - DONKIN | Air Speration | 4157 | 0.6 | 1 | 0 | 0 | 4 | 0 | 4 | 16628
MFP3150752 | MAXFLO 315/150/10 P c/w 0,75KW 2P 380V | FM - DONKIN | Air Speration | 4633 | 0.5 | 1 | 0 | 0 | 2 | 0 | 2 | 9266
MFP4000254 | MAXFLO 400/150/10 P c/w 0,25KW 4P 380V | FM - DONKIN | Centrifab (Pty) Ltd | 4402.8 | 0.5 | 1 | 0 | 0 | 2 | 0 | 2 | 8805.6
MFP4000374 | MAXFLO 400/150/10 P c/w 0,37KW 4P 380V | FM - DONKIN | Centrifab (Pty) Ltd | 4559.13 | 0.5 | 1 | 0 | 0 | 2 | 0 | 2 | 9118.26
MFP4000552 | MAXFLO 400/150/10 P c/w 0,55KW 2P 380V | FM - DONKIN |  |  | 0.5 | 1 | 0 | 0 | 2 | 0 | 2 | 0
MFP4000554 | MAXFLO 400/150/10 P c/w 0,55KW 4P 380V | FM - DONKIN |  |  | 0.5 | 1 | 0 | 0 | 2 | 0 | 2 | 0
MFP4000752 | MAXFLO 400/150/10 P c/w 0,75KW 2P 380V | FM - DONKIN |  |  | 0.5 | 1 | 0 | 0 | 2 | 0 | 2 | 0
MFP4001102 | MAXFLO 400/150/10 P c/w 1,10KW 2P 380V | FM - DONKIN | Air Speration | 4935.88 | 1.1 | 1 | 0 | 0 | 3 | 0 | 3 | 14807.64
MFP5000374 | MAXFLO 500/150/10 P c/w 0,37KW 4P 380V | FM - DONKIN | Air Speration | 4138 | 0.5 | 1 | 0 | 0 | 2 | 0 | 2 | 8276
MFP5000554 | MAXFLO 500/150/10 P c/w 0,55KW 4P 380V | FM - DONKIN | Air Speration | 5284.43 | 0.5 | 1 | 0 | 0 | 2 | 0 | 2 | 10568.86
MFP5000754 | MAXFLO 500/150/10 P c/w 0,75KW 4P 380V | FM - DONKIN |  |  | 0.5 | 1 | 0 | 0 | 2 | 0 | 2 | 0
MFP5001102 | MAXFLO 500/150/10 P c/w 1,10KW 2P 380V | FM - DONKIN |  |  | 0.5 | 1 | 0 | 0 | 2 | 0 | 2 | 0
MFP5001104 | MAXFLO 500/150/10 P c/w 1,10KW 4P 380V | FM - DONKIN |  |  | 0.5 | 1 | 0 | 0 | 2 | 0 | 2 | 0
MFP5001504 | MAXFLO 500/150/10 P c/w 1,50KW 4P 380V | FM - DONKIN |  |  | 0.5 | 1 | 0 | 0 | 2 | 0 | 2 | 0
MFP5002202 | MAXFLO 500/150/10 P c/w 2,20KW 2P 380V | FM - DONKIN | Air Speration | 6487.29 | 0.5 | 1 | 0 | 0 | 2 | 0 | 2 | 12974.58
MFP5004002 | MAXFLO 500/150/10 P c/w 4,00KW 2P 380V | FM - DONKIN | Centrifab (Pty) Ltd | 8039 | 0.5 | 2 | 0 | 0 | 10 | 0 | 10 | 80390
MFP9002204 | MAXFLO 900/250/14 P c/w 2,20KW 4P 380V | FM - DONKIN |  |  | 0.5 | 1 | 0 | 0 | 2 | 0 | 2 | 0
MFP9004004 | MAXFLO 900/250/14 P c/w 4,00KW 4P 380V | FM - DONKIN |  |  | 0.5 | 1 | 0 | 0 | 2 | 0 | 2 | 0
MFP9005504 | MAXFLO 900/250/14 P c/w 5,50KW 4P 380V | FM - DONKIN |  |  | 0.5 | 1 | 0 | 0 | 2 | 0 | 2 | 0
MFPY5600374 | MAXFLO 560/150/10 P c/w 0,37KW 4P 380V | FM - DONKIN |  |  | 0.5 | 1 | 0 | 0 | 2 | 0 | 2 | 0
MFPY5600554 | MAXFLO 560/150/10 P c/w 0,55KW 4P 380V | FM - DONKIN | Air Speration | 5138.69 | 0.5 | 1 | 0 | 0 | 2 | 0 | 2 | 10277.38
MFPY5600754 | MAXFLO 560/150/10 P c/w 0,75KW 4P 380V | FM - DONKIN | Centrifab (Pty) Ltd | 3606.45 | 0.5 | 1 | 0 | 0 | 2 | 0 | 2 | 7212.9
MFPY5601104 | MAXFLO 560/150/10 P c/w 1,10KW 4P 380V | FM - DONKIN | Air Speration | 5419 | 0.9 | 1 | 0 | 0 | 3 | 0 | 3 | 16257
MFPY6300554 | MAXFLO 630/150/10 P c/w 0,55KW 4P 380V | FM - DONKIN |  |  | 0.5 | 1 | 0 | 0 | 5 | 0 | 5 | 0
MFPY6300754 | MAXFLO 630/150/10 P c/w 0,75KW 4P 380V | FM - DONKIN | Air Speration | 5978.54 | 1.6 | 2 | 0 | 0 | 4 | 0 | 4 | 23914.16
MFPY6301104 | MAXFLO 630/150/10 P c/w 1,10KW 4P 380V | FM - DONKIN | Centrifab (Pty) Ltd | 5809.2 | 0.5 | 1 | 0 | 0 | 5 | 0 | 5 | 29046
MFPY6302204 | MAXFLO 630/150/10 P c/w 2,20KW 4P 380V | FM - DONKIN |  |  | 0.5 | 2 | 0 | 0 | 8 | 0 | 8 | 0
MFPY6303004 | MAXFLO 630/150/10 P c/w 3,00KW 4P 380V | FM - DONKIN |  |  | 0.5 | 1 | 0 | 0 | 2 | 0 | 2 | 0
MFPY7101104 | MAXFLO 710/150/10 P c/w 1,10KW 4P 380V | FM - DONKIN |  |  | 0.5 | 1 | 0 | 0 | 5 | 0 | 5 | 0
MFPY7102204 | MAXFLO 710/150/10 P c/w 2,20KW 4P 380V | FM - DONKIN |  |  | 0.5 | 1 | 0 | 0 | 2 | 0 | 2 | 0
MFPY7104004 | MAXFLO 710/150/10 P c/w 4,00KW 4P 380V | FM - DONKIN |  |  | 0.5 | 1 | 0 | 0 | 2 | 0 | 2 | 0
MFPY8003004 | MAXFLO 800/150/10 P c/w 3,00KW 4P 380V | FM - DONKIN |  |  | 0.5 | 1 | 0 | 0 | 2 | 0 | 2 | 0
MFPY8005504 | MAXFLO 800/150/10 P c/w 5,50KW 4P 380V | FM - DONKIN |  |  | 0.5 | 1 | 0 | 0 | 2 | 0 | 2 | 0
MFPZ5600554 | MAXFLO 560/250/14 P c/w 0,55KW 4P 380V | FM - DONKIN | Air Speration | 5219.33 | 0.9 | 1 | 0 | 0 | 3 | 0 | 3 | 15657.99
MFPZ5600556 | MAXFLO 560/250/14 P c/w 0,55KW 6P 380V | FM - DONKIN |  |  | 0.5 | 1 | 0 | 0 | 2 | 0 | 2 | 0
MFPZ5600754 | MAXFLO 560/250/14 P c/w 0,75KW 4P 380V | FM - DONKIN | Air Speration | 5355.45 | 1.2 | 1 | 0 | 0 | 3 | 0 | 3 | 16066.35
MFPZ5601104 | MAXFLO 560/250/14 P c/w 1,10KW 4P 380V | FM - DONKIN | Air Speration | 5601 | 1.7 | 2 | 0 | 0 | 4 | 0 | 4 | 22404
MFPZ5601504 | MAXFLO 560/250/14 P c/w 1,50KW 4P 380V | FM - DONKIN |  |  | 0.5 | 1 | 0 | 0 | 2 | 0 | 2 | 0
MFPZ5602202 | MAXFLO 560/250/14 P c/w 2,20KW 2P 380V | FM - DONKIN |  |  | 0.5 | 1 | 0 | 0 | 2 | 0 | 2 | 0
MFPZ6300554 | MAXFLO 630/250/14 P c/w 0,55KW 4P 380V | FM - DONKIN | Centrifab (Pty) Ltd | 2032.3 | 1.4 | 1 | 0 | 0 | 3 | 0 | 3 | 6096.9
MFPZ6300754 | MAXFLO 630/250/14 P c/w 0,75KW 4P 380V | FM - DONKIN |  |  | 0.5 | 2 | 0 | 0 | 10 | 0 | 10 | 0
MFPZ6301104 | MAXFLO 630/250/14 P c/w 1,10KW 4P 380V | FM - DONKIN | Air Speration | 2032.3 | 0.5 | 1 | 0 | 0 | 2 | 0 | 2 | 4064.6
MFPZ6301504 | MAXFLO 630/250/14 P c/w 1,50KW 4P 380V | FM - DONKIN |  |  | 0.5 | 1 | 0 | 0 | 5 | 0 | 5 | 0
MFPZ6302204 | MAXFLO 630/250/14 P c/w 2,20KW 4P 380V | FM - DONKIN |  |  | 0.5 | 1 | 0 | 0 | 2 | 0 | 2 | 0
MFPZ6303004 | MAXFLO 630/250/14 P c/w 3,00KW 4P 380V | FM - DONKIN | Centrifab (Pty) Ltd | 6348.78 | 1.6 | 2 | 0 | 0 | 4 | 0 | 4 | 25395.12
MFPZ7101504 | MAXFLO 710/250/14 P c/w 1,50KW 4P 380V | FM - DONKIN | Air Speration | 6479.3 | 0.5 | 1 | 0 | 0 | 2 | 0 | 2 | 12958.6
MFPZ7103004 | MAXFLO 710/250/14 P c/w 3,00KW 4P 380V | FM - DONKIN |  |  | 0.5 | 1 | 0 | 0 | 2 | 0 | 2 | 0
MFPZ7104004 | MAXFLO 710/250/14 P c/w 4,00KW 4P 380V | FM - DONKIN |  |  | 0.5 | 1 | 0 | 0 | 2 | 0 | 2 | 0
MFPZ8002204 | MAXFLO 800/250/14 P c/w 2,20KW 4P 380V | FM - DONKIN | Air Speration | 8203 | 0.5 | 1 | 0 | 0 | 2 | 0 | 2 | 16406
MFPZ8003004 | MAXFLO 800/250/14 P c/w 3,00KW 4P 380V | FM - DONKIN |  |  | 0.5 | 1 | 0 | 0 | 2 | 0 | 2 | 0
MFPZ8004004 | MAXFLO 800/250/14 P c/w 4,00KW 4P 380V | FM - DONKIN |  |  | 0.5 | 1 | 0 | 0 | 5 | 0 | 5 | 0
MFPZ8005504 | MAXFLO 800/250/14 P c/w 5,50KW 4P 380V | FM - DONKIN |  |  | 0.5 | 1 | 0 | 0 | 2 | 0 | 2 | 0
MH125045004 | MFAJAX-3 1250 c/w 45,00KW 4P 380V | FM - DONKIN | Air Speration | 61563.24 | 0.6 | 1 | 0 | 0 | 5 | 0 | 5 | 307816.2
MS3150552 | MAJAX-3 315 c/w 0,55KW 2P 220V | FM - DONKIN |  |  | 0.5 | 1 | 0 | 0 | 2 | 0 | 2 | 0
MS5605502 | MAJAX-3 560 c/w 5,50KW 2P 220V | FM - DONKIN | Air Speration | 10432.26 | 0.5 | 1 | 0 | 0 | 2 | 0 | 2 | 20864.52
MT100011004 | MAJAX-3 1000 c/w 11,00KW 4P 380V | FM - DONKIN | Centrifab (Pty) Ltd | 3940.5 | 0.5 | 1 | 0 | 0 | 2 | 0 | 2 | 7881
MT100011006 | MAJAX-3 1000 c/w 11,00KW 6P 380V | FM - DONKIN | Centrifab (Pty) Ltd | 3940.5 | 1.6 | 2 | 0 | 0 | 4 | 0 | 4 | 15762
MT100015004 | MAJAX-3 1000 c/w 15,00KW 4P 380V | FM - DONKIN | Centrifab (Pty) Ltd | 3940.5 | 0.5 | 1 | 0 | 0 | 2 | 0 | 2 | 7881
MT100018504 | MAJAX-3 1000 c/w 18,50KW 4P 380V | FM - DONKIN | Air Speration | 49784.83 | 0.5 | 1 | 0 | 0 | 5 | 0 | 5 | 248924.15
MT100022004 | MAJAX-3 1000 c/w 22,00KW 4P 380V | FM - DONKIN |  |  | 0.5 | 1 | 0 | 0 | 2 | 0 | 2 | 0
MT10004004 | MAJAX-3 1000 c/w 4,00KW 4P 380V | FM - DONKIN | Centrifab (Pty) Ltd | 9552.19 | 1.8 | 2 | 0 | 0 | 4 | 0 | 4 | 38208.76
MT10005504 | MAJAX-3 1000 c/w 5,50KW 4P 380V | FM - DONKIN | Air Speration | 13279.03 | 0.5 | 1 | 0 | 0 | 2 | 0 | 2 | 26558.06
MT10005506 | MAJAX-3 1000 c/w 5,50KW 6P 380V | FM - DONKIN | Centrifab (Pty) Ltd | 16136.44 | 1.6 | 2 | 0 | 0 | 4 | 0 | 4 | 64545.76
MT10007504 | MAJAX-3 1000 c/w 7,50KW 4P 380V | FM - DONKIN |  |  | 0.5 | 1 | 0 | 0 | 2 | 0 | 2 | 0
MT10007506 | MAJAX-3 1000 c/w 7,50KW 6P 380V | FM - DONKIN | Centrifab (Pty) Ltd | 26555 | 0.5 | 1 | 0 | 0 | 2 | 0 | 2 | 53110
MT3150254 | MAJAX-3 315 c/w 0,25KW 4P 380V | FM - DONKIN | Air Speration | 4018.68 | 0.5 | 1 | 0 | 0 | 2 | 0 | 2 | 8037.36
MT3150552 | MAJAX-3 315 c/w 0,55KW 2P 380V | FM - DONKIN | Air Speration | 4018.68 | 0.9 | 1 | 0 | 0 | 4 | 0 | 4 | 16074.72
MT4000186 | MAJAX-3 400 c/w 0,18KW 6P 380V | FM - DONKIN | Centrifab (Pty) Ltd | 2180 | 0.9 | 2 | 0 | 0 | 6 | 0 | 6 | 13080
MT4000254 | MAJAX-3 400 c/w 0,25KW 4P 380V | FM - DONKIN | Air Speration | 4808.7 | 0.5 | 1 | 0 | 0 | 2 | 0 | 2 | 9617.4
MT4000374 | MAJAX-3 400 c/w 0,37KW 4P 380V | FM - DONKIN | Air Speration | 3174.33 | 0.5 | 1 | 0 | 0 | 2 | 0 | 2 | 6348.66
MT4000552 | MAJAX-3 400 c/w 0,55KW 2P 380V | FM - DONKIN | Air Speration | 4676.31 | 0.5 | 1 | 0 | 0 | 4 | 0 | 4 | 18705.24
MT4001102 | MAJAX-3 400 c/w 1,10KW 2P 380V | FM - DONKIN | Air Speration | 3834.39 | 0.7 | 1 | 0 | 0 | 3 | 0 | 3 | 11503.17
MT4001502 | MAJAX-3 400 c/w 1,50KW 2P 380V | FM - DONKIN | Air Speration | 5108.35 | 0.5 | 1 | 0 | 0 | 2 | 0 | 2 | 10216.7
MT4002202 | MAJAX-3 400 c/w 2,20KW 2P 380V | FM - DONKIN | Air Speration | 5580.89 | 0.5 | 1 | 0 | 0 | 5 | 0 | 5 | 27904.45
MT5000186 | MAJAX-3 500 c/w 0,18KW 6P 380V | FM - DONKIN | Centrifab (Pty) Ltd | 2180 | 1.7 | 2 | 0 | 0 | 4 | 0 | 4 | 8720
MT5000254 | MAJAX-3 500 c/w 0,25KW 4P 380V | FM - DONKIN | Air Speration | 10392 | 0.5 | 1 | 0 | 0 | 2 | 0 | 2 | 20784
MT5000374 | MAJAX-3 500 c/w 0,37KW 4P 380V | FM - DONKIN | Air Speration | 4963.5 | 1.7 | 2 | 0 | 0 | 4 | 0 | 4 | 19854
MT5000554 | MAJAX-3 500 c/w 0,55KW 4P 380V | FM - DONKIN |  |  | 0.5 | 1 | 0 | 0 | 2 | 0 | 2 | 0
MT5000556 | MAJAX-3 500 c/w 0,55KW 6P 380V | FM - DONKIN | Air Speration | 6221.34 | 0.5 | 1 | 0 | 0 | 2 | 0 | 2 | 12442.68
MT5000754 | MAJAX-3 500 c/w 0,75KW 4P 380V | FM - DONKIN |  |  | 0.5 | 1 | 0 | 0 | 2 | 0 | 2 | 0
MT5001102 | MAJAX-3 500 c/w 1,10KW 2P 380V | FM - DONKIN | Air Speration | 11773.24 | 0.5 | 1 | 0 | 0 | 2 | 0 | 2 | 23546.48
MT5001104 | MAJAX-3 500 c/w 1,10KW 4P 380V | FM - DONKIN |  |  | 0.5 | 2 | 0 | 0 | 8 | 0 | 8 | 0
MT5001502 | MAJAX-3 500 c/w 1,50KW 2P 380V | FM - DONKIN | Air Speration | 10969 | 0.5 | 1 | 0 | 0 | 2 | 0 | 2 | 21938
MT5002202 | MAJAX-3 500 c/w 2,20KW 2P 380V | FM - DONKIN | Air Speration | 10607.34 | 0.6 | 1 | 0 | 0 | 3 | 0 | 3 | 31822.02
MT5004002 | MAJAX-3 500 c/w 4,00KW 2P 380V | FM - DONKIN | Air Speration | 7366 | 0.5 | 1 | 0 | 0 | 2 | 0 | 2 | 14732
MT5600374 | MAJAX-3 560 c/w 0,37KW 4P 380V | FM - DONKIN |  |  | 0.5 | 1 | 0 | 0 | 2 | 0 | 2 | 0
MT5600554 | MAJAX-3 560 c/w 0,55KW 4P 380V | FM - DONKIN | Air Speration | 6057.42 | 0.5 | 1 | 0 | 0 | 2 | 0 | 2 | 12114.84
MT5600556 | MAJAX-3 560 c/w 0,55KW 6P 380V | FM - DONKIN | Air Speration | 518.94 | 0.5 | 1 | 0 | 0 | 2 | 0 | 2 | 1037.88
MT5600754 | MAJAX-3 560 c/w 0,75KW 4P 380V | FM - DONKIN | Air Speration | 5649 | 0.5 | 1 | 0 | 0 | 2 | 0 | 2 | 11298
MT5601104 | MAJAX-3 560 c/w 1,10KW 4P 380V | FM - DONKIN | Air Speration | 6230.54 | 0.5 | 1 | 0 | 0 | 2 | 0 | 2 | 12461.08
MT5601502 | MAJAX-3 560 c/w 1,50KW 2P 380V | FM - DONKIN | Centrifab (Pty) Ltd | 6395 | 0.5 | 1 | 0 | 0 | 2 | 0 | 2 | 12790
MT5601504 | MAJAX-3 560 c/w 1,50KW 4P 380V | FM - DONKIN | Centrifab (Pty) Ltd | 7194.67 | 0.5 | 1 | 0 | 0 | 2 | 0 | 2 | 14389.34
MT5602202 | MAJAX-3 560 c/w 2,20KW 2P 380V | FM - DONKIN | Air Speration | 7167.96 | 0.5 | 1 | 0 | 0 | 2 | 0 | 2 | 14335.92
MT5604002 | MAJAX-3 560 c/w 4,00KW 2P 380V | FM - DONKIN | Wide Range Engineering (Pty) Ltd | 7876.05 | 0.5 | 1 | 0 | 0 | 2 | 0 | 2 | 15752.1
MT6300186 | MAJAX-3 630 c/w 0,18KW 6P 380V | FM - DONKIN | Centrifab (Pty) Ltd | 2597.6 | 0.5 | 1 | 0 | 0 | 2 | 0 | 2 | 5195.2
MT6300374 | MAJAX-3 630 c/w 0,37KW 4P 380V | FM - DONKIN |  |  | 0.5 | 1 | 0 | 0 | 2 | 0 | 2 | 0
MT6300554 | MAJAX-3 630 c/w 0,55KW 4P 380V | FM - DONKIN | Centrifab (Pty) Ltd | 2770 | 0.5 | 1 | 0 | 0 | 2 | 0 | 2 | 5540
MT6300556 | MAJAX-3 630 c/w 0,55KW 6P 380V | FM - DONKIN | Centrifab (Pty) Ltd | 6943.86 | 1.1 | 1 | 0 | 0 | 3 | 0 | 3 | 20831.58
MT6300754 | MAJAX-3 630 c/w 0,75KW 4P 380V | FM - DONKIN |  |  | 0.5 | 1 | 0 | 0 | 2 | 0 | 2 | 0
MT6300756 | MAJAX-3 630 c/w 0,75KW 6P 380V | FM - DONKIN |  |  | 0.5 | 1 | 0 | 0 | 2 | 0 | 2 | 0
MT6301104 | MAJAX-3 630 c/w 1,10KW 4P 380V | FM - DONKIN | Air Speration | 8466.29 | 0.5 | 1 | 0 | 0 | 2 | 0 | 2 | 16932.58
MT6301504 | MAJAX-3 630 c/w 1,50KW 4P 380V | FM - DONKIN | Centrifab (Pty) Ltd | 7314.9 | 0.5 | 1 | 0 | 0 | 2 | 0 | 2 | 14629.8
MT6302204 | MAJAX-3 630 c/w 2,20KW 4P 380V | FM - DONKIN |  |  | 0.5 | 1 | 0 | 0 | 2 | 0 | 2 | 0
MT6303004 | MAJAX-3 630 c/w 3,00KW 4P 380V | FM - DONKIN |  |  | 0.5 | 1 | 0 | 0 | 2 | 0 | 2 | 0
MT6305502 | MAJAX-3 630 c/w 5,50KW 2P 380V | FM - DONKIN | Centrifab (Pty) Ltd | 2908 | 0.5 | 1 | 0 | 0 | 2 | 0 | 2 | 5816
MT6307502 | MAJAX-3 630 c/w 7,50KW 2P 380V | FM - DONKIN | Air Speration | 11339.2 | 0.7 | 1 | 0 | 0 | 3 | 0 | 3 | 34017.6
MT7100554 | MAJAX-3 710 c/w 0,55KW 4P 380V | FM - DONKIN |  |  | 0.5 | 1 | 0 | 0 | 2 | 0 | 2 | 0
MT7100754 | MAJAX-3 710 c/w 0,75KW 4P 380V | FM - DONKIN | Centrifab (Pty) Ltd | 6492.37 | 2 | 2 | 0 | 0 | 4 | 0 | 4 | 25969.48
MT7101104 | MAJAX-3 710 c/w 1,10KW 4P 380V | FM - DONKIN |  |  | 0.5 | 1 | 0 | 0 | 2 | 0 | 2 | 0
MT7101504 | MAJAX-3 710 c/w 1,50KW 4P 380V | FM - DONKIN | Centrifab (Pty) Ltd | 14506 | 1.4 | 1 | 0 | 0 | 3 | 0 | 3 | 43518
MT7102204 | MAJAX-3 710 c/w 2,20KW 4P 380V | FM - DONKIN | Air Speration | 9384.52 | 1.5 | 2 | 0 | 0 | 4 | 0 | 4 | 37538.08
MT7103004 | MAJAX-3 710 c/w 3,00KW 4P 380V | FM - DONKIN |  |  | 0.5 | 1 | 0 | 0 | 2 | 0 | 2 | 0
MT7104004 | MAJAX-3 710 c/w 4,00KW 4P 380V | FM - DONKIN |  |  | 0.5 | 1 | 0 | 0 | 5 | 0 | 5 | 0
MT8000556 | MAJAX-3 800 c/w 0,55KW 6P 380V | FM - DONKIN |  |  | 0.5 | 2 | 0 | 0 | 8 | 0 | 8 | 0
MT8001106 | MAJAX-3 800 c/w 1,10KW 6P 380V | FM - DONKIN |  |  | 0.5 | 1 | 0 | 0 | 5 | 0 | 5 | 0
MT8002204 | MAJAX-3 800 c/w 2,20KW 4P 380V | FM - DONKIN | Centrifab (Pty) Ltd | 7954.28 | 1.1 | 1 | 0 | 0 | 3 | 0 | 3 | 23862.84
MT8003004 | MAJAX-3 800 c/w 3,00KW 4P 380V | FM - DONKIN | Centrifab (Pty) Ltd | 8741.88 | 0.6 | 1 | 0 | 0 | 4 | 0 | 4 | 34967.52
MT8004004 | MAJAX-3 800 c/w 4,00KW 4P 380V | FM - DONKIN | Centrifab (Pty) Ltd | 17409.6 | 1.9 | 2 | 0 | 0 | 4 | 0 | 4 | 69638.4
MT8005504 | MAJAX-3 800 c/w 5,50KW 4P 380V | FM - DONKIN | Centrifab (Pty) Ltd | 12400.02 | 0.6 | 1 | 0 | 0 | 3 | 0 | 3 | 37200.06
MT8007504 | MAJAX-3 800 c/w 7,50KW 4P 380V | FM - DONKIN |  |  | 0.5 | 1 | 0 | 0 | 2 | 0 | 2 | 0
MT9002204 | MAJAX-3 900 c/w 2,20KW 4P 380V | FM - DONKIN | Air Speration | 9327.96 | 0.5 | 1 | 0 | 0 | 2 | 0 | 2 | 18655.92
MT9005504 | MAJAX-3 900 c/w 5,50KW 4P 380V | FM - DONKIN | Centrifab (Pty) Ltd | 18403.56 | 0.8 | 1 | 0 | 0 | 3 | 0 | 3 | 55210.68
MT9005506 | MAJAX-3 900 c/w 5,50KW 6P 380V | FM - DONKIN |  |  | 0.5 | 1 | 0 | 0 | 2 | 0 | 2 | 0
NONE | AIRMAX-2.850 WALL MOUNT | FM - DONKIN |  |  | 0.5 | 2 | 0 | 0 | 10 | 0 | 10 | 0
TB 315-560 | Casing Terminal Box (315-560) | FM - DONKIN | ULTIMATENG (PTY) LTD |  | 0.5 | 19 | 0 | 0 | 95 | 0 | 95 | 0
TB 630-800 | Casing Terminal Box (560-800) | FM - DONKIN | ULTIMATENG (PTY) LTD |  | 0.5 | 19 | 0 | 0 | 95 | 0 | 95 | 0

## FM - ELECTRICAL WIRING
Item Code | Description | Category | Supplier | Cost | Lead Time (months) | Min | Current Stock | On Order | Max | Stock Value | Re-Order Qty | Re-Order Value
Material | Material | FM - ELECTRICAL WIRING | Downside Projects | 5400 | 0.7 | 1 | 0 | 0 | 3 | 0 | 3 | 16200
WIRING | Wiring of welding plug and installation of welding plug x2 | FM - ELECTRICAL WIRING | Downside Projects | 2750 | 0.7 | 1 | 0 | 0 | 5 | 0 | 5 | 13750

## FM - FABRICATION
Item Code | Description | Category | Supplier | Cost | Lead Time (months) | Min | Current Stock | On Order | Max | Stock Value | Re-Order Qty | Re-Order Value
2450x1225x4mm | HR Sheet CQ 2450x1225x4 mm | FM - FABRICATION | NJR STEEL - ALRODE (PTY) LTD | 1418.1 | 0.5 | 1 | 0 | 0 | 5 | 0 | 5 | 7090.5
25.4*6-2RTUBE | 25,4*1.6-2mm Round Tube Die Set (Die CLR 93mm) | FM - FABRICATION | Strongman Metal Tools CC | 2699 | 0.5 | 1 | 0 | 0 | 2 | 0 | 2 | 5398
3000x1500x4mm | HR Sheet CQ 3000x1500x4mm | FM - FABRICATION | NJR STEEL - ALRODE (PTY) LTD | 2024.6 | 0.5 | 1 | 0 | 0 | 5 | 0 | 5 | 10123
315PLT315-2MM | 315 Casing Sheet - 995 x 315 - 2mm | FM - FABRICATION | NJR STEEL - ALRODE (PTY) LTD | 133 | 0.5 | 5 | 0 | 0 | 25 | 0 | 25 | 3325
32*2-RTUBE | 32*2 mm Round Tube Die Set (Die CLR 125mm) | FM - FABRICATION | Strongman Metal Tools CC | 4799 | 0.5 | 1 | 0 | 0 | 2 | 0 | 2 | 9598
400PLT400-2MM | 400 Casing Sheet - 1262 x 400 - 2mm | FM - FABRICATION | NJR STEEL - ALRODE (PTY) LTD | 213 | 0.5 | 5 | 0 | 0 | 25 | 0 | 25 | 5325
500PLT400-2MM | 500 Casing Sheet - 1579 x 400 - 2mm | FM - FABRICATION | NJR STEEL - ALRODE (PTY) LTD | 207.08 | 0.5 | 3 | 0 | 0 | 15 | 0 | 15 | 3106.2
500PLT400-3MM | 500 Casing Sheet - 1579 x 400 - 3mm | FM - FABRICATION | NJR STEEL - ALRODE (PTY) LTD | 385.17 | 0.5 | 3 | 0 | 0 | 15 | 0 | 15 | 5777.55
500PLT500-3MM | 500 Casing Sheet - 1579 x 500 - 3mm | FM - FABRICATION | NJR STEEL - ALRODE (PTY) LTD | 389 | 0.5 | 1 | 0 | 0 | 2 | 0 | 2 | 778
560PLT400-2MM | 560 Casing Sheet - 1767 x 400 - 2mm | FM - FABRICATION | NJR STEEL - ALRODE (PTY) LTD | 232 | 0.5 | 3 | 0 | 0 | 15 | 0 | 15 | 3480
560PLT400-3MM | 560 Casing Sheet - 1767 x 400 - 3mm | FM - FABRICATION | NJR STEEL - ALRODE (PTY) LTD | 418.71 | 0.5 | 4 | 0 | 0 | 18 | 0 | 18 | 7536.78
630PLT400-3MM | 630 Casing Sheet - 1987 x 400 - 3mm | FM - FABRICATION | NJR STEEL - ALRODE (PTY) LTD | 461 | 0.5 | 4 | 0 | 0 | 20 | 0 | 20 | 9220
710PLT400-3MM | 710 Casing Sheet - 2238 x 400 - 3mm | FM - FABRICATION | NJR STEEL - ALRODE (PTY) LTD | 530 | 0.5 | 4 | 0 | 0 | 18 | 0 | 18 | 9540
800PLT400-2MM | 800 Casing Sheet - 2528 x 400 - 2mm | FM - FABRICATION | NJR STEEL - ALRODE (PTY) LTD | 331 | 0.5 | 3 | 0 | 0 | 15 | 0 | 15 | 4965
800PLT400-3MM | 800 Casing Sheet - 2528 x 400 - 3mm | FM - FABRICATION | NJR STEEL - ALRODE (PTY) LTD | 597 | 0.5 | 4 | 0 | 0 | 18 | 0 | 18 | 10746
800PLT400-3MM. | 800 Casing Sheet - 2528 x 400 - 3mm | FM - FABRICATION | ULTIMATENG (PTY) LTD | 400 | 0.5 | 5 | 0 | 0 | 25 | 0 | 25 | 10000
800PLT500-3MM | 800 Casing Sheet - 2528 x 500 - 3mm | FM - FABRICATION | NJR STEEL - ALRODE (PTY) LTD | 767.67 | 0.5 | 3 | 0 | 0 | 15 | 0 | 15 | 11515.05
900PLT500-3MM | 900 Casing Sheet - 2839 x 500 - 3mm | FM - FABRICATION | NJR STEEL - ALRODE (PTY) LTD | 897 | 0.5 | 2 | 0 | 0 | 12 | 0 | 12 | 10764
C1000X500FM | Casing Size 1000diam x 500Long | FM - FABRICATION | GALVAGLOW (PTY) LTD |  | 0.5 | 1 | 0 | 0 | 2 | 0 | 2 | 0
C900x500 | 900 casing | FM - FABRICATION | GALVAGLOW (PTY) LTD |  | 0.5 | 1 | 0 | 0 | 5 | 0 | 5 | 0
FLEX-W/FRAME | WELDING FRAME H=2m x W=3m, Galvanised steel frame (25x25 square tube) | FM - FABRICATION | Fischli + Fuhrmann | 1680 | 0.5 | 2 | 0 | 0 | 8 | 0 | 8 | 13440
LASER CUTTING-775 | 775 x 225 x 5mm | FM - FABRICATION | ULTIMATENG (PTY) LTD | 217.32 | 0.5 | 1 | 0 | 0 | 5 | 0 | 5 | 1086.6
Laser Cutting-Axial P1 | Axial Program 1 Cover | FM - FABRICATION | ULTIMATENG (PTY) LTD | 2950 | 0.5 | 1 | 0 | 0 | 2 | 0 | 2 | 5900
Laser Cutting-Axial P3 | Axial Program 3 Covers | FM - FABRICATION | ULTIMATENG (PTY) LTD | 2950 | 0.5 | 1 | 0 | 0 | 2 | 0 | 2 | 5900
Laser Cutting-Bends | Laser Cutting Bends | FM - FABRICATION | ULTIMATENG (PTY) LTD | 5 | 0.5 | 21 | 0 | 410 | 105 | 0 | 0 | 0
TTS038030006 | Sq / Tube 38X38X3.0-6M | FM - FABRICATION | NJR STEEL - ALRODE (PTY) LTD | 341.95 | 0.5 | 1 | 0 | 0 | 2 | 0 | 2 | 683.9

## FM - FAN BLADE MODELLING
Item Code | Description | Category | Supplier | Cost | Lead Time (months) | Min | Current Stock | On Order | Max | Stock Value | Re-Order Qty | Re-Order Value
ENGINE-001 | Engineering Services - 3D Scanning, Modelling of a Fan Blade and Hub | FM - FAN BLADE MODELLING | Holt Consulting Engineers | 44769 | 0.5 | 1 | 0 | 0 | 2 | 0 | 2 | 89538

## FM - FPZ
Item Code | Description | Category | Supplier | Cost | Lead Time (months) | Min | Current Stock | On Order | Max | Stock Value | Re-Order Qty | Re-Order Value
CA4 | CA4V - 1' 1/4 | FM - FPZ |  |  | 0.5 | 1 | 0 | 0 | 2 | 0 | 2 | 0
CA5 | CA5V - 1' 1/2 | FM - FPZ |  |  | 0.5 | 1 | 0 | 0 | 2 | 0 | 2 | 0
CA6 | CA6V - 2' | FM - FPZ | Effepizeta | 604.23 | 2 | 6 | 0 | 0 | 12 | 0 | 12 | 7250.76
CA8 | CA8 - 3' | FM - FPZ | Effepizeta |  | 2 | 2 | 0 | 0 | 4 | 0 | 4 | 0
CA9 | CA9- 4' | FM - FPZ | Effepizeta | 1243.84 | 2 | 2 | 0 | 0 | 4 | 0 | 4 | 4975.36
CF4 | CF4 - 1' 1/4 | FM - FPZ |  |  | 0.5 | 1 | 0 | 0 | 2 | 0 | 2 | 0
CF5 | CF5 - 1' 1/2 | FM - FPZ | Effepizeta |  | 0.5 | 1 | 0 | 0 | 2 | 0 | 2 | 0
CF6 | CF6 - 2' | FM - FPZ |  |  | 0.5 | 1 | 0 | 0 | 2 | 0 | 2 | 0
CF8 | CF8 - 3' | FM - FPZ | Effepizeta | 230.34 | 2 | 2 | 0 | 0 | 4 | 0 | 4 | 921.36
CF9 | CF9 - 4' | FM - FPZ | Effepizeta | 524.73 | 1.9 | 5 | 0 | 0 | 10 | 0 | 10 | 5247.3
D100039 | CONTROL UNIT | FM - FPZ | Attenu-Tec | 2827.17 | 0.8 | 12 | 0 | 0 | 43 | 0 | 43 | 121568.31
FL4 | FL4 - 1' 1/4 | FM - FPZ |  |  | 0.5 | 1 | 0 | 0 | 2 | 0 | 2 | 0
FL5 | FL5 - 1' 1/2 | FM - FPZ |  |  | 0.5 | 1 | 0 | 0 | 2 | 0 | 2 | 0
FL6 | FL6 - 2' | FM - FPZ | Effepizeta | 785.39 | 2 | 3 | 0 | 0 | 6 | 0 | 6 | 4712.34
FL8 | FL8 - 3' | FM - FPZ | Effepizeta | 1114.09 | 1.7 | 2 | 0 | 0 | 4 | 0 | 4 | 4456.36
FL9 | FL9 - 4 Intake Filter | FM - FPZ | Effepizeta | 1147.25 | 1.5 | 2 | 0 | 0 | 4 | 0 | 4 | 4589
K03MS055S | SCL-K03 MS-0.55kW-1 | FM - FPZ |  |  | 0.5 | 1 | 0 | 0 | 2 | 0 | 2 | 0
K04MS11S | SCL-K04 MS-1.1kW-1-220V | FM - FPZ | Effepizeta | 6609.77 | 1.7 | 2 | 0 | 0 | 4 | 0 | 4 | 26439.08
K04MS11T | SCL-K04 MS-1.1kW | FM - FPZ | Effepizeta | 6335 | 1.9 | 2 | 0 | 0 | 4 | 0 | 4 | 25340
K05MS15T | SCL-K05 MS-1.5kW | FM - FPZ | Effepizeta | 8276.56 | 1.9 | 2 | 0 | 0 | 4 | 0 | 4 | 33106.24
K05MS22T | SCL-K05 MS-2.2kW | FM - FPZ | Effepizeta | 8273.66 | 1.9 | 2 | 0 | 0 | 4 | 0 | 4 | 33094.64
K06MS4 | SCL-K06 MS-4W | FM - FPZ | Effepizeta | 7417.57 | 2 | 2 | 0 | 0 | 4 | 0 | 4 | 29670.28
K07MS4 | SCL-K07 MS-4kW | FM - FPZ | Effepizeta | 15200.44 | 2 | 2 | 0 | 0 | 4 | 0 | 4 | 60801.76
K07MS55 | SCL-K07 MS-5.5kW | FM - FPZ |  |  | 0.5 | 1 | 0 | 0 | 2 | 0 | 2 | 0
K08MS75 | SCL-K08 MS-7.5kW | FM - FPZ | Effepizeta | 30692.13 | 1.7 | 2 | 0 | 0 | 4 | 0 | 4 | 122768.52
K09MS55 | SCL-K09 MS-5.5kW | FM - FPZ | Effepizeta | 37510.41 | 2 | 2 | 0 | 0 | 4 | 0 | 4 | 150041.64
K09TD15 | SCL-K09 TD-15kW | FM - FPZ | Effepizeta |  | 2 | 2 | 0 | 0 | 4 | 0 | 4 | 0
K09TS15 | SCL-K09 TS-15kW | FM - FPZ | Effepizeta | 64921.97 | 1.6 | 2 | 0 | 0 | 4 | 0 | 4 | 259687.88
K10MD75 | SCL-K10 MD-7.5kW | FM - FPZ |  |  | 0.5 | 1 | 0 | 0 | 2 | 0 | 2 | 0
K10MS11 | SCL-K10 MS-11kW | FM - FPZ | Effepizeta | 40775.36 | 1.9 | 2 | 0 | 0 | 4 | 0 | 4 | 163101.44
K11MS11 | SCL-K11 MS-11kW | FM - FPZ | Effepizeta | 48810.59 | 1.5 | 2 | 0 | 0 | 4 | 0 | 4 | 195242.36
K11TS22 | SCL-K11 TS-22kW | FM - FPZ |  |  | 0.5 | 1 | 0 | 0 | 2 | 0 | 2 | 0
K12MS15 | SCL-K12 MS-15kW | FM - FPZ | Effepizeta |  | 0.7 | 1 | 0 | 0 | 3 | 0 | 3 | 0
K75MS55 | SCL-K75 MS-5.5kW | FM - FPZ | Effepizeta |  | 0.6 | 1 | 0 | 0 | 3 | 0 | 3 | 0
SR30MD000069 | SCL R30-MD MOR EU M.E 1.5KW 3Ph 380V | FM - FPZ | Effepizeta | 14161.01 | 1.7 | 3 | 0 | 0 | 7 | 0 | 7 | 99127.07
SR40MD00+0006 | SCL R40MD | FM - FPZ |  |  | 0.5 | 1 | 0 | 0 | 2 | 0 | 2 | 0
VLA3 & RV3 | VLA3 or RV3 - 1' | FM - FPZ |  |  | 0.5 | 1 | 0 | 0 | 2 | 0 | 2 | 0
VRL6 | VRL6 - 2' | FM - FPZ |  |  | 0.5 | 1 | 0 | 0 | 2 | 0 | 2 | 0
VRL8 | VRL8 - 3' | FM - FPZ | Effepizeta |  | 1.4 | 1 | 0 | 0 | 3 | 0 | 3 | 0
VRL9 | VRL9 - 4' | FM - FPZ | Effepizeta |  | 1.1 | 1 | 0 | 0 | 3 | 0 | 3 | 0

## FM - HR SHEET CQ
Item Code | Description | Category | Supplier | Cost | Lead Time (months) | Min | Current Stock | On Order | Max | Stock Value | Re-Order Qty | Re-Order Value
3000x1500x1.9mm | HR Sheet CQ 3000x1500x1.9mm | FM - HR SHEET CQ | NJR STEEL - ALRODE (PTY) LTD | 1052.26 | 0.5 | 1 | 0 | 0 | 2 | 0 | 2 | 2104.52

## FM - IMPELLER
Item Code | Description | Category | Supplier | Cost | Lead Time (months) | Min | Current Stock | On Order | Max | Stock Value | Re-Order Qty | Re-Order Value
1609CL | 160/9 Clamp - to suit, 14mm, 19mm, 24mm and 28mm bore hubs | FM - IMPELLER | CFW Fans (Pty) Ltd | 235 | 0.5 | 8 | 0 | 24 | 40 | 0 | 16 | 3760
1609H14 | 160/9 Hub - 14mm | FM - IMPELLER | CFW Fans (Pty) Ltd | 270 | 0.5 | 3 | 0 | 6 | 14 | 0 | 8 | 2160
1609H19 | 160/9 Hub - 19mm | FM - IMPELLER | CFW Fans (Pty) Ltd | 270 | 0.5 | 2 | 0 | 12 | 12 | 0 | 0 | 0
1609H24 | 160/9 Hub - 24mm | FM - IMPELLER | CFW Fans (Pty) Ltd | 270 | 0.5 | 2 | 0 | 0 | 10 | 0 | 10 | 2700
1609H28 | 160/9 Hub - 28mm | FM - IMPELLER | CFW Fans (Pty) Ltd | 270 | 0.5 | 2 | 0 | 6 | 8 | 0 | 2 | 540
25012CL | 250/12 Clamp - to suit, 38mm and 42mm bore hubs | FM - IMPELLER | CFW Fans (Pty) Ltd | 297 | 0.5 | 2 | 0 | 6 | 9 | 0 | 3 | 891
25012H19 | 250/12 Hub - 19mm | FM - IMPELLER | CFW Fans (Pty) Ltd | 384 | 0.5 | 2 | 0 | 0 | 10 | 0 | 10 | 3840
25012H24 | 250/12 Hub - 24mm bore | FM - IMPELLER | CFW Fans (Pty) Ltd | 384 | 0.5 | 1 | 0 | 0 | 5 | 0 | 5 | 1920
25012H28 | 250/12 Hub - 28mm bore | FM - IMPELLER | CFW Fans (Pty) Ltd | 384 | 0.5 | 2 | 0 | 6 | 8 | 0 | 2 | 768
25012H38 | 250/12 Hub - 38mm | FM - IMPELLER | CFW Fans (Pty) Ltd | 384 | 0.5 | 1 | 0 | 0 | 2 | 0 | 2 | 768
25012H42 | 250/12 Hub - 42mm | FM - IMPELLER | CFW Fans (Pty) Ltd | 384 | 0.5 | 3 | 0 | 0 | 15 | 0 | 15 | 5760
Al Blades | Aluminium Blades | FM - IMPELLER | CFW Fans (Pty) Ltd | 85 | 0.5 | 47 | 0 | 100 | 234 | 0 | 134 | 11390
Al Blanks | Aluminium Blanks | FM - IMPELLER | CFW Fans (Pty) Ltd | 11 | 0.5 | 6 | 0 | 0 | 29 | 0 | 29 | 319
Pl Blades | Plastic Blades | FM - IMPELLER | CFW Fans (Pty) Ltd | 42 | 0.5 | 29 | 0 | 100 | 144 | 0 | 44 | 1848
Pl Blanks | Plastic Blanks | FM - IMPELLER | CFW Fans (Pty) Ltd | 11 | 0.5 | 8 | 0 | 0 | 41 | 0 | 41 | 451

## FM - KAYITES
Item Code | Description | Category | Supplier | Cost | Lead Time (months) | Min | Current Stock | On Order | Max | Stock Value | Re-Order Qty | Re-Order Value
AXIP450 | TAXIP F300: 450-5-25 | FM - KAYITES | Kayites | 4520.64 | 1 | 2 | 0 | 0 | 6 | 0 | 6 | 27123.84
BAF100 | BAF 100 | FM - KAYITES | Kayites | 59.08 | 0.5 | 1 | 0 | 0 | 4 | 0 | 4 | 236.32
BAF125 | BAF 125 | FM - KAYITES | Kayites | 95.86 | 0.5 | 1 | 0 | 0 | 5 | 0 | 5 | 479.3
BAF150 | BAF 150 | FM - KAYITES | Kayites | 137.02 | 0.6 | 2 | 0 | 0 | 10 | 0 | 10 | 1370.2
CFD2.5 | 2.5 Amps Speed Controller | FM - KAYITES | Kayites | 277.75 | 0.7 | 2 | 0 | 0 | 9 | 0 | 9 | 2499.75
CRAD190 | CRAD 190 | FM - KAYITES | Kayites | 872.8 | 0.5 | 1 | 0 | 0 | 2 | 0 | 2 | 1745.6
CRAD450 | CRAD 450 | FM - KAYITES | Kayites | 4865.1 | 0.9 | 1 | 0 | 0 | 3 | 0 | 3 | 14595.3
CRADIK190 | CRADIK 190 | FM - KAYITES |  |  | 0.5 | 1 | 0 | 0 | 2 | 0 | 2 | 0
CUB355 | CUB 355 | FM - KAYITES |  |  | 0.5 | 1 | 0 | 0 | 2 | 0 | 2 | 0
JRAD50F300 | JRAD 50 F300 'C / 2H | FM - KAYITES | Kayites | 8234.75 | 0.7 | 1 | 0 | 0 | 3 | 0 | 3 | 24704.25
JRAD70F300 | JRAD 70 F300 'C / 2H | FM - KAYITES | Kayites | 10200.65 | 0.5 | 3 | 0 | 0 | 15 | 0 | 15 | 153009.75
JRAD90F300 | JRAD 90 F300 'C / 2H | FM - KAYITES | Kayites | 10609.51 | 0.5 | 1 | 0 | 0 | 2 | 0 | 2 | 21219.02
KAF125 | KAF 125 | FM - KAYITES |  |  | 0.5 | 1 | 0 | 0 | 2 | 0 | 2 | 0
KAF150 | KAF 150 | FM - KAYITES |  |  | 0.5 | 1 | 0 | 0 | 2 | 0 | 2 | 0
KAF200 | KAF 200 | FM - KAYITES |  |  | 0.5 | 1 | 0 | 0 | 2 | 0 | 2 | 0
KAF250 | KAF 250 | FM - KAYITES |  |  | 0.5 | 1 | 0 | 0 | 2 | 0 | 2 | 0
KAF315 | KAF 315 | FM - KAYITES |  |  | 0.5 | 1 | 0 | 0 | 4 | 0 | 4 | 0
KAZ120 | KAZ 120 | FM - KAYITES | Kayites | 479.32 | 0.5 | 1 | 0 | 0 | 5 | 0 | 5 | 2396.6
KAZ140 | KAZ 140 | FM - KAYITES | Kayites | 492.37 | 0.5 | 1 | 0 | 0 | 2 | 0 | 2 | 984.74
KAZ160 | KAZ 160 | FM - KAYITES | Kayites | 555.49 | 0.5 | 1 | 0 | 0 | 6 | 0 | 6 | 3332.94
KDAXIS200 | KDAXIS 200 | FM - KAYITES | Kayites | 432.77 | 0.5 | 1 | 0 | 0 | 5 | 0 | 5 | 2163.85
KDAXIS250 | KDAXIS 250 | FM - KAYITES | Kayites | 538.3 | 0.5 | 1 | 0 | 0 | 6 | 0 | 6 | 3229.8
KDAXIS300 | KDAXIS 300 | FM - KAYITES | Kayites | 605.5 | 0.5 | 1 | 0 | 0 | 6 | 0 | 6 | 3633
KDAXIS350 | KDAXIS 350 | FM - KAYITES | Kayites | 672.82 | 0.6 | 1 | 0 | 0 | 5 | 0 | 5 | 3364.1
KSA4004M | KSA-400-4K-M-220V | FM - KAYITES | Kayites | 1520.58 | 1 | 1 | 0 | 0 | 3 | 0 | 3 | 4561.74
KSA4004T | KSA-400-4K-T-380V | FM - KAYITES | Kayites | 1520.58 | 1 | 1 | 0 | 0 | 3 | 0 | 3 | 4561.74
KSA4504T | KSA-450-4K-T-380V | FM - KAYITES |  |  | 0.5 | 1 | 0 | 0 | 2 | 0 | 2 | 0
KSA5004M | KSA-500-4K-M-220V | FM - KAYITES | Kayites | 1547.46 | 0.6 | 1 | 0 | 0 | 3 | 0 | 3 | 4642.38
KSA5004T | KSA-500-4K-T-380V | FM - KAYITES | Kayites | 928.48 | 1 | 1 | 0 | 0 | 3 | 0 | 3 | 2785.44
KSA6004T | KSA-600-4K-T-380V | FM - KAYITES | Kayites |  | 0.5 | 1 | 0 | 0 | 2 | 0 | 2 | 0
MRAD315 | MRAD 315 | FM - KAYITES | Kayites |  | 0.5 | 1 | 0 | 0 | 2 | 0 | 2 | 0
RAD100 | RAD 100 | FM - KAYITES | Kayites | 460.87 | 0.5 | 1 | 0 | 0 | 4 | 0 | 4 | 1843.48
RAD125 | RAD 125 | FM - KAYITES | Kayites | 516.49 | 0.5 | 1 | 0 | 0 | 4 | 0 | 4 | 2065.96
RAD150 | RAD 150 | FM - KAYITES | Kayites | 517.79 | 0.6 | 2 | 0 | 0 | 9 | 0 | 9 | 4660.11
RAD200 | RAD 200 | FM - KAYITES | Kayites | 706.07 | 0.6 | 4 | 0 | 0 | 16 | 0 | 16 | 11297.12
RAD250 | RAD 250 | FM - KAYITES | Kayites | 776.68 | 0.5 | 2 | 0 | 0 | 12 | 0 | 12 | 9320.16
RAD315 | RAD 315 | FM - KAYITES | Kayites | 941.43 | 0.6 | 4 | 0 | 0 | 16 | 0 | 16 | 15062.88
RAD355 | RAD 355 | FM - KAYITES | Kayites | 1684.24 | 0.6 | 2 | 0 | 0 | 7 | 0 | 7 | 11789.68
REC10050 | REC 100-50 | FM - KAYITES | Kayites | 10123.17 | 0.7 | 1 | 0 | 0 | 3 | 0 | 3 | 30369.51
REC5025 | REC 50-25 | FM - KAYITES | Kayites | 989.28 | 0.7 | 1 | 0 | 0 | 3 | 0 | 3 | 2967.84
REC6035 | REC 60-35 | FM - KAYITES | Kayites | 3603.38 | 0.5 | 1 | 0 | 0 | 2 | 0 | 2 | 7206.76
REC7040 | REC 70-40 | FM - KAYITES | Kayites | 4569.86 | 0.5 | 1 | 0 | 0 | 2 | 0 | 2 | 9139.72
SAL500 | SAL 500 | FM - KAYITES |  |  | 0.5 | 1 | 0 | 0 | 2 | 0 | 2 | 0
SEF100 | SEF 100 | FM - KAYITES | Kayites | 143.08 | 0.5 | 1 | 0 | 0 | 2 | 0 | 2 | 286.16
SEF125 | SEF125 | FM - KAYITES | Kayites | 361.37 | 0.5 | 1 | 0 | 0 | 2 | 0 | 2 | 722.74

## FM - LUCK & KING
Item Code | Description | Category | Supplier | Cost | Lead Time (months) | Min | Current Stock | On Order | Max | Stock Value | Re-Order Qty | Re-Order Value
CAP0.14220 | New Capacitor suitable for 60hz 0.1kw 1430rpm 230V | FM - LUCK & KING | Luck and King | 285 | 0.5 | 1 | 0 | 0 | 2 | 0 | 2 | 570
RW0.14220 | Rewind 0.1Kw 1430rpm 230V Motor Suitable for 60Hz Operation | FM - LUCK & KING | Luck and King | 1930 | 0.5 | 1 | 0 | 0 | 2 | 0 | 2 | 3860

## FM - MFEET
Item Code | Description | Category | Supplier | Cost | Lead Time (months) | Min | Current Stock | On Order | Max | Stock Value | Re-Order Qty | Re-Order Value
1000MF | 1000 Diam Mounting Feet | FM - M/FEET | Air Speration | 470.13 | 0.7 | 1 | 0 | 0 | 5 | 0 | 5 | 2350.65
1000MFUG | 1000 Diam Mounting Feet Ungalvanized | FM - M/FEET | ULTIMATENG (PTY) LTD |  | 0.5 | 12 | 0 | 0 | 60 | 0 | 60 | 0
315MF | 315 Diam Mounting Feet | FM - M/FEET | Attenu-Tec HVAC Parts | 22.51 | 0.7 | 8 | 0 | 32 | 31 | 0 | 0 | 0
400MF | 400 Diam Mounting Feet | FM - M/FEET | Air Speration | 36.68 | 0.6 | 7 | 0 | 76 | 29 | 0 | 0 | 0
500MF | 500 Diam Mounting Feet | FM - M/FEET | Attenu-Tec HVAC Parts |  | 0.6 | 5 | 0 | 0 | 23 | 0 | 23 | 0
500MFUG | 500 Diam Mounting Feet Ungalvanized | FM - M/FEET | ULTIMATENG (PTY) LTD |  | 0.5 | 9 | 0 | 0 | 45 | 0 | 45 | 0
560MF | 560 Diam Mounting Feet | FM - M/FEET | Attenu-Tec HVAC Parts | 202 | 0.5 | 7 | 0 | 0 | 35 | 0 | 35 | 7070
630MF | 630 Diam Mounting Feet | FM - M/FEET | Air Speration |  | 0.7 | 6 | 0 | 0 | 24 | 0 | 24 | 0
630MFUG | 630 Diam Mounting Feet Ungalvanized | FM - M/FEET | ULTIMATENG (PTY) LTD |  | 0.5 | 14 | 0 | 0 | 68 | 0 | 68 | 0
710MF | 710 Diam Mounting Feet | FM - M/FEET | Attenu-Tec HVAC Parts |  | 0.9 | 4 | 0 | 0 | 14 | 0 | 14 | 0
710MFUG | 710 Diam Mounting Feet Ungalvanised | FM - M/FEET | ULTIMATENG (PTY) LTD |  | 0.5 | 14 | 0 | 0 | 68 | 0 | 68 | 0
800MF | 800 Diam Mounting Feet | FM - M/FEET | Air Speration | 191.49 | 0.6 | 2 | 0 | 0 | 10 | 0 | 10 | 1914.9
800MFUG | 800 Diam Mounting Feet Ungalvanized | FM - M/FEET | ULTIMATENG (PTY) LTD |  | 0.5 | 11 | 0 | 0 | 55 | 0 | 55 | 0
900MF | 900 Diam Mounting Feet | FM - M/FEET | Attenu-Tec HVAC Parts | 23.19 | 0.8 | 2 | 0 | 0 | 8 | 0 | 8 | 185.52
900MFUG | 900 Diam Mounting Feet Ungalvanized | FM - M/FEET | ULTIMATENG (PTY) LTD |  | 0.5 | 8 | 0 | 0 | 38 | 0 | 38 | 0

## FM - MACHINERY
Item Code | Description | Category | Supplier | Cost | Lead Time (months) | Min | Current Stock | On Order | Max | Stock Value | Re-Order Qty | Re-Order Value
Callout | Callout | FM - MACHINERY | Lime Laser service | 566.67 | 0.5 | 2 | 0 | 0 | 8 | 0 | 8 | 4533.36
Kilometer | Travelled Kilometers | FM - MACHINERY | Lime Laser service | 7 | 0.5 | 100 | 0 | 0 | 500 | 0 | 500 | 3500
Toll | Toll | FM - MACHINERY | Lime Laser service | 100 | 0.5 | 1 | 0 | 0 | 2 | 0 | 2 | 200

## FM - MOTOR
Item Code | Description | Category | Supplier | Cost | Lead Time (months) | Min | Current Stock | On Order | Max | Stock Value | Re-Order Qty | Re-Order Value
0.2543PM | 0.25kW 4P 380V Pad Mount Motor | FM - MOTOR | ACTOM | 1149.38 | 1 | 2 | 0 | 6 | 6 | 0 | 0 | 0
0.3723PM | 0.37kW 2P 380V Pad Mount Motor | FM - MOTOR | ACTOM | 1207.65 | 0.7 | 2 | 0 | 0 | 8 | 0 | 8 | 9661.2
0.3743PM | 0.37kW 4P 380V Pad Mount Motor | FM - MOTOR | ACTOM | 1251.89 | 0.8 | 2 | 0 | 10 | 7 | 0 | 0 | 0
0.5523PM | 0.55kW 2P 380V Pad Mount Motor | FM - MOTOR | ACTOM | 1304.81 | 0.9 | 3 | 0 | 10 | 9 | 0 | 0 | 0
0.5543PM | 0.55kW 4P 380V Pad Mount Motor | FM - MOTOR | ACTOM | 1539.27 | 0.7 | 2 | 0 | 0 | 9 | 0 | 9 | 13853.43
0.7523PM | 0.75kW 2P 380V Pad Mount Motor | FM - MOTOR | ACTOM | 1590.52 | 0.7 | 1 | 0 | 2 | 4 | 0 | 2 | 3181.04
0.7543PM | 0.75kW 4P 380V Pad Mount Motor | FM - MOTOR | ACTOM | 1445.96 | 1.1 | 3 | 0 | 6 | 9 | 0 | 3 | 4337.88
1.123PM | 1.1kW 2P 380V Pad Mount Motor | FM - MOTOR | ACTOM | 1726.71 | 0.9 | 1 | 0 | 8 | 4 | 0 | 0 | 0
1.143PM | 1.1kW 4P 380V Pad Mount Motor | FM - MOTOR | ACTOM | 1751.92 | 0.7 | 2 | 0 | 15 | 9 | 0 | 0 | 0
1.523PM | 1.5kW 2P 380V Pad Mount Motor | FM - MOTOR | ACTOM | 1902.15 | 1.1 | 1 | 0 | 5 | 3 | 0 | 0 | 0
1.543PM | 1.5kW 4P 380V Pad Mount Motor | FM - MOTOR | ACTOM | 2747.74 | 0.9 | 3 | 0 | 15 | 9 | 0 | 0 | 0
2.223PM | 2.2kW 2P 380V Pad Mount Motor | FM - MOTOR | ACTOM | 2225.53 | 1.3 | 2 | 0 | 8 | 5 | 0 | 0 | 0
2.243PM | 2.2kW 4P 380V Pad Mount Motor | FM - MOTOR | ACTOM | 2632.89 | 0.9 | 3 | 0 | 20 | 10 | 0 | 0 | 0
323PM | 3kW 2P 380V Pad Mount Motor | FM - MOTOR | ACTOM | 3047.61 | 1.3 | 1 | 0 | 3 | 3 | 0 | 0 | 0
343PM | 3kW 4P 380V Pad Mount Motor | FM - MOTOR | ACTOM | 2917.16 | 0.9 | 2 | 0 | 6 | 7 | 0 | 1 | 2917.16
423PM | 4kW 2P 380V Pad Mount Motor | FM - MOTOR | ACTOM | 3644.75 | 0.7 | 1 | 0 | 12 | 5 | 0 | 0 | 0
443PM | 4kW 4P 380V Pad Mount Motor | FM - MOTOR | ACTOM | 4017.1 | 1.1 | 3 | 0 | 8 | 9 | 0 | 1 | 4017.1
5.523PM | 5.5 kW 2P 380V Pad Mount Motor | FM - MOTOR | Luck and King | 5386.44 | 0.9 | 1 | 0 | 0 | 3 | 0 | 3 | 16159.32
5.543PM | 5.5kW 4P 380V Pad Mount Motor | FM - MOTOR | ACTOM | 4902.91 | 1.1 | 1 | 0 | 6 | 3 | 0 | 0 | 0
7.523PM | 7.5kW 2P 380V Pad Mount Motor | FM - MOTOR | ACTOM | 2722.8 | 0.9 | 4 | 0 | 0 | 14 | 0 | 14 | 38119.2
7.543PM | 7.5kW 4P 380V Pad Mount Motor | FM - MOTOR | ACTOM | 5434.17 | 0.6 | 1 | 0 | 0 | 3 | 0 | 3 | 16302.51

## FM - NICOTRA
Item Code | Description | Category | Supplier | Cost | Lead Time (months) | Min | Current Stock | On Order | Max | Stock Value | Re-Order Qty | Re-Order Value
1010522 | AT 10/10 SC2 - Double Unit | FM - NICOTRA |  |  | 0.5 | 1 | 0 | 0 | 2 | 0 | 2 | 0
1212521 | AT 12/12 SC - Single Unit | FM - NICOTRA |  |  | 0.5 | 1 | 0 | 0 | 2 | 0 | 2 | 0
129521 | AT 12/9 SC - Single Unit | FM - NICOTRA |  |  | 0.5 | 1 | 0 | 0 | 2 | 0 | 2 | 0
1515521 | AT 15/15 SC - Single Unit | FM - NICOTRA | Regal Beloit Italy S.p.A - Nicotra . | 3222 | 0.6 | 1 | 0 | 0 | 3 | 0 | 3 | 9666
1515522 | AT 15/15 SC2 - Double Unit | FM - NICOTRA |  |  | 0.5 | 1 | 0 | 0 | 2 | 0 | 2 | 0
1813521 | AT 18/13 SC - Single Unit | FM - NICOTRA | Regal Beloit Italy S.p.A - Nicotra . | 2705.32 | 0.5 | 1 | 0 | 0 | 2 | 0 | 2 | 5410.64
1818521 | AT 18/18 SC - Single Unit | FM - NICOTRA | Apache Manufacturing CC | 4085.58 | 0.5 | 1 | 0 | 0 | 2 | 0 | 2 | 8171.16
1818522 | AT 18/18 SC2 - Double Unit | FM - NICOTRA |  |  | 0.5 | 1 | 0 | 0 | 2 | 0 | 2 | 0
6038M104 | AT18/18 AR 035 PHASE | FM - NICOTRA | Air Movement Supplies | 3665 | 0.6 | 1 | 0 | 0 | 3 | 0 | 3 | 10995
610318 | DD 12/9 - 610318 - 1100W 6P 400V - 3Ph | FM - NICOTRA |  |  | 0.5 | 1 | 0 | 0 | 2 | 0 | 2 | 0
610633 | DD 7/7 - 610633 - 147W 4P 230V-1Ph | FM - NICOTRA |  |  | 0.5 | 1 | 0 | 0 | 2 | 0 | 2 | 0
6M020K | DDM 9/7 6M020K - 300W 4P 400V-3Ph | FM - NICOTRA |  |  | 0.5 | 1 | 0 | 0 | 2 | 0 | 2 | 0
6M020M | DDM 9/7 - 6M020M - 550W 4P 230V-1Ph | FM - NICOTRA |  |  | 0.5 | 1 | 0 | 0 | 2 | 0 | 2 | 0
6M0299 | DDM 7/7 - 6M0299 - 300W 4P 230V-1Ph | FM - NICOTRA |  |  | 0.5 | 1 | 0 | 0 | 2 | 0 | 2 | 0
6M02H0 | DDM 10/10 - 6M02H0 - 600W 4P 220V-1Ph | FM - NICOTRA |  |  | 0.5 | 1 | 0 | 0 | 2 | 0 | 2 | 0
6M02H4 | DDM 10/8 - 6M02H4 - 550W 4P 230V-1Ph | FM - NICOTRA |  |  | 0.5 | 1 | 0 | 0 | 2 | 0 | 2 | 0
6M02H5 | DDM 10/8 - 6M02H5 - 600W 4P 380V | FM - NICOTRA |  |  | 0.5 | 1 | 0 | 0 | 2 | 0 | 2 | 0
6M02P4 | DDM 10/10 - 6M02P4 - 550W 4P 230V-1Ph | FM - NICOTRA |  |  | 0.5 | 1 | 0 | 0 | 2 | 0 | 2 | 0
6M02R7 | DDM 10/10 - 6M02R7 - 500W 6P 230V-1Ph | FM - NICOTRA |  |  | 0.5 | 1 | 0 | 0 | 2 | 0 | 2 | 0
6M02R9 | DDM 9/9 - 6M02R9 - 550W 4P 220V-1Ph | FM - NICOTRA | Regal Beloit Italy S.p.A - Nicotra . | 2986.83 | 0.5 | 1 | 0 | 0 | 2 | 0 | 2 | 5973.66
6M0629 | DD 9/7 - 6M0629 - 373W 4P 220V - 13Ph | FM - NICOTRA |  |  | 0.5 | 1 | 0 | 0 | 2 | 0 | 2 | 0
6M0631 | DD 10/8 - 6M0631 - 373W 4P 220V - 1Ph | FM - NICOTRA |  |  | 0.5 | 1 | 0 | 0 | 2 | 0 | 2 | 0
6M066N | DD 9/9 - 6M066N - 550W 4P 220V - 1Ph | FM - NICOTRA |  |  | 0.5 | 1 | 0 | 0 | 2 | 0 | 2 | 0
6M0697 | DD 9/9 - 6M0697 - 300W 4P 220V - 1Ph | FM - NICOTRA |  |  | 0.5 | 1 | 0 | 0 | 2 | 0 | 2 | 0
6N0320 | DD 12/12 - 6N0320 - 1100W 6P 400V 3Ph | FM - NICOTRA |  |  | 0.5 | 1 | 0 | 0 | 5 | 0 | 5 | 0
77521 | AT 7/7 SC - Single Unit | FM - NICOTRA | Regal Beloit Italy S.p.A - Nicotra . | 1276.17 | 0.5 | 1 | 0 | 0 | 2 | 0 | 2 | 2552.34
AT 12/9 SC/BD | AT 12/9 SC - Single Unit, Belt drive C/W 4kW 4P 380V FM | FM - NICOTRA | TS TELEKI T/A VENT SYSTEM AND PROJECTS | 2000 | 0.5 | 1 | 0 | 0 | 2 | 0 | 2 | 4000
D100019 | BD 9/9 - M4 0.35KW 230V - 500HZ STC | FM - NICOTRA | Luft Industries Natal (Pty) Ltd | 906.86 | 0.5 | 1 | 0 | 0 | 2 | 0 | 2 | 1813.72
D100020 | DDM 9/9 6P | FM - NICOTRA | Attenu-Tec | 10531 | 0.7 | 1 | 0 | 0 | 3 | 0 | 3 | 31593
D100021 | DDM 10/8 245W 230V 6P 6M0648 | FM - NICOTRA |  |  | 0.5 | 1 | 0 | 0 | 2 | 0 | 2 | 0
D100023 | BD 12/12 T6 1.1KW 230V/400 50HZ LPC | FM - NICOTRA |  |  | 0.5 | 1 | 0 | 0 | 5 | 0 | 5 | 0

## FM - OSTBERG
Item Code | Description | Category | Supplier | Cost | Lead Time (months) | Min | Current Stock | On Order | Max | Stock Value | Re-Order Qty | Re-Order Value
7000034 | CDC 100 - 7000034 - CDC 100C | FM - OSTBERG |  |  | 0.5 | 1 | 0 | 0 | 2 | 0 | 2 | 0
7000037 | CDC 125 - 7000037 - CDC 125C | FM - OSTBERG |  |  | 0.5 | 1 | 0 | 0 | 4 | 0 | 4 | 0
7000043 | CDC 150 - 7000043 - CDC 150C | FM - OSTBERG |  |  | 0.5 | 1 | 0 | 0 | 6 | 0 | 6 | 0
7000048 | CDC 160 - 7000048 - CDC160B | FM - OSTBERG |  |  | 0.5 | 1 | 0 | 0 | 2 | 0 | 2 | 0
7000053 | CDC 200/0.8 - 7000053 - CDC200A | FM - OSTBERG |  |  | 0.5 | 2 | 0 | 0 | 12 | 0 | 12 | 0
7000057 | CDC 200/0.8 - 7000057 - CDC200B | FM - OSTBERG |  |  | 0.5 | 1 | 0 | 0 | 5 | 0 | 5 | 0
7000067 | CDC315 - 7000067 - CDC315B | FM - OSTBERG | Luft Industries Natal (Pty) Ltd | 2024.25 | 0.5 | 2 | 0 | 0 | 8 | 0 | 8 | 16194
7000072 | CDC315 - 7000072 - CDC315C | FM - OSTBERG |  |  | 0.5 | 1 | 0 | 0 | 4 | 0 | 4 | 0
7000073 | LT6 - 6Amps | FM - OSTBERG |  |  | 0.5 | 1 | 0 | 0 | 2 | 0 | 2 | 0
7000074 | LT10 - 10 Amps | FM - OSTBERG |  |  | 0.5 | 1 | 0 | 0 | 2 | 0 | 2 | 0

## FM - PAINTING
Item Code | Description | Category | Supplier | Cost | Lead Time (months) | Min | Current Stock | On Order | Max | Stock Value | Re-Order Qty | Re-Order Value
PAINT-WORKS | SPRAY PAINT INLET CONES | FM - PAINTING |  |  | 0.5 | 1 | 0 | 0 | 5 | 0 | 5 | 0

## FM - SODECA
Item Code | Description | Category | Supplier | Cost | Lead Time (months) | Min | Current Stock | On Order | Max | Stock Value | Re-Order Qty | Re-Order Value
1000005 | TURBINA CMP 616 14 LG (Impeller for CMP616-2T-0.75 230/400V) | FM - SODECA | SODECA | 1786.4 | 2.7 | 3 | 0 | 0 | 5 | 0 | 5 | 8932
1000012 | HCD 20 4M | FM - SODECA | SODECA | 798.59 | 1.2 | 1 | 0 | 0 | 3 | 0 | 3 | 2395.77
1000013 | HCD 25 4M | FM - SODECA | SODECA | 299.66 | 2.8 | 3 | 0 | 0 | 5 | 0 | 5 | 1498.3
1000015 | HCD 30 4M | FM - SODECA | SODECA | 2222.02 | 1.8 | 2 | 0 | 0 | 4 | 0 | 4 | 8888.08
1000016 | HCD 35 4M | FM - SODECA | Luck and King |  | 1.5 | 2 | 0 | 0 | 4 | 0 | 4 | 0
1000040 | HCT-25-2T/PL | FM - SODECA |  |  | 0.5 | 1 | 0 | 0 | 2 | 0 | 2 | 0
1000046 | HCT-31-2M/PL | FM - SODECA |  |  | 0.5 | 1 | 0 | 0 | 2 | 0 | 2 | 0
1000047 | HCT-31-2T/PL | FM - SODECA |  |  | 0.5 | 1 | 0 | 0 | 2 | 0 | 2 | 0
1000049 | HCT-31-4M/PL | FM - SODECA |  |  | 0.5 | 1 | 0 | 0 | 2 | 0 | 2 | 0
1000052 | HCT-35-2T/PL | FM - SODECA |  |  | 0.5 | 1 | 0 | 0 | 2 | 0 | 2 | 0
1002948 | HCT-40-4T-0.33/PL | FM - SODECA | SODECA | 10445.1 | 2 | 2 | 0 | 0 | 4 | 0 | 4 | 41780.4
1005878 | HTM-56-4M | FM - SODECA |  |  | 0.5 | 1 | 0 | 0 | 2 | 0 | 2 | 0
1005879 | HTM-56-4T | FM - SODECA |  |  | 0.5 | 1 | 0 | 0 | 2 | 0 | 2 | 0
1006313 | HCDF-31-4T / ATEX / EXII2G Ex d | FM - SODECA | SODECA | 10228.92 | 2 | 2 | 0 | 0 | 4 | 0 | 4 | 40915.68
1006315 | HCDF 35 - 4T - Flameproof | FM - SODECA |  |  | 0.5 | 1 | 0 | 0 | 2 | 0 | 2 | 0
1006321 | HCDF 50 - 4T - Flameproof | FM - SODECA |  |  | 0.5 | 1 | 0 | 0 | 2 | 0 | 2 | 0
1007944 | CPV 1020 4T | FM - SODECA | SODECA | 7297.22 | 2.3 | 2 | 0 | 0 | 4 | 0 | 4 | 29188.88
1007947 | CPV 1325 4T | FM - SODECA | SODECA | 9057.07 | 2.1 | 2 | 0 | 0 | 4 | 0 | 4 | 36228.28
1007957 | CPV 1020 2TIE3 | FM - SODECA | SODECA | 8659.74 | 2.4 | 2 | 0 | 0 | 4 | 0 | 4 | 34638.96
1007960 | CPV 1325 2TIE3 | FM - SODECA | SODECA | 6576.53 | 2.8 | 3 | 0 | 0 | 5 | 0 | 5 | 32882.65
1008843 | CMA-218-2M | FM - SODECA |  |  | 0.5 | 1 | 0 | 0 | 2 | 0 | 2 | 0
1008844 | CMA-218-2T | FM - SODECA | SODECA | 2161.93 | 2 | 2 | 0 | 0 | 4 | 0 | 4 | 8647.72
1008847 | CMA-324-2M | FM - SODECA | SODECA | 1227.76 | 2.8 | 3 | 0 | 0 | 5 | 0 | 5 | 6138.8
1008849 | CMA-324-2T | FM - SODECA | SODECA | 3195.59 | 2.4 | 2 | 0 | 0 | 4 | 0 | 4 | 12782.36
1008851 | CMA-325-2M | FM - SODECA | SODECA | 4623.77 | 2.3 | 3 | 0 | 0 | 6 | 0 | 6 | 27742.62
1008852 | CMA-325-2T | FM - SODECA | SODECA | 3573.35 | 2.5 | 2 | 0 | 0 | 4 | 0 | 4 | 14293.4
1008854 | CMA-426-2M | FM - SODECA | SODECA | 4990.01 | 2.3 | 2 | 0 | 0 | 4 | 0 | 4 | 19960.04
1008856 | CMA-426-2T | FM - SODECA | SODECA | 3795.3 | 2.3 | 2 | 0 | 0 | 4 | 0 | 4 | 15181.2
1008860 | CMA-527-2M | FM - SODECA | SODECA | 7066.18 | 2.4 | 5 | 0 | 0 | 9 | 0 | 9 | 63595.62
1008861 | CMA-527-2T | FM - SODECA | SODECA | 6501.35 | 2.6 | 3 | 0 | 0 | 5 | 0 | 5 | 32506.75
1008864 | CMA-528-2M - 1.5 | FM - SODECA |  |  | 0.5 | 1 | 0 | 0 | 2 | 0 | 2 | 0
1008867 | CMA-531-2M-2 | FM - SODECA |  |  | 0.5 | 1 | 0 | 0 | 2 | 0 | 2 | 0
1008870 | CMA-528-2T-1.5 IE3 | FM - SODECA | SODECA | 8327.86 | 2.7 | 3 | 0 | 0 | 5 | 0 | 5 | 41639.3
1008871 | CMA-528-2T-1 IE3 | FM - SODECA | SODECA | 7791.64 | 1.8 | 2 | 0 | 0 | 4 | 0 | 4 | 31166.56
1008873 | CMA-531-2T-1.5 IE3 | FM - SODECA |  |  | 0.5 | 1 | 0 | 0 | 2 | 0 | 2 | 0
1008874 | CMA-531-2T-2 IE3 | FM - SODECA |  |  | 0.5 | 1 | 0 | 0 | 2 | 0 | 2 | 0
1008875 | CMA-531-2T-3 IE3 | FM - SODECA | SODECA | 13272.68 | 2.8 | 3 | 0 | 0 | 5 | 0 | 5 | 66363.4
1010396 | CAM 540 2T | FM - SODECA |  |  | 0.5 | 1 | 0 | 0 | 2 | 0 | 2 | 0
1010401 | CAM 545 2T 4 c/w 3.0kw 2P 400V | FM - SODECA | SODECA | 14410.33 | 2 | 2 | 0 | 0 | 4 | 0 | 4 | 57641.32
1010407 | CAM 550 2T 7.5 | FM - SODECA | SODECA | 23609.05 | 1.9 | 2 | 0 | 0 | 4 | 0 | 4 | 94436.2
1010596 | CAS 254 - 2T - 3 | FM - SODECA |  |  | 0.5 | 1 | 0 | 0 | 2 | 0 | 2 | 0
1010606 | CAS 463 - 2T - 7.5 | FM - SODECA |  |  | 0.5 | 1 | 0 | 0 | 2 | 0 | 2 | 0
1012391 | CMP 38 2M | FM - SODECA |  |  | 0.5 | 1 | 0 | 0 | 2 | 0 | 2 | 0
1012398 | CMP 512 2M | FM - SODECA | SODECA | 735.24 | 1.5 | 2 | 0 | 0 | 4 | 0 | 4 | 2940.96
1012411 | CMP 512 2T | FM - SODECA | SODECA | 1727.72 | 2.2 | 4 | 0 | 0 | 8 | 0 | 8 | 13821.76
1012446 | CMP 514 2M | FM - SODECA | SODECA | 1993.97 | 1.8 | 4 | 0 | 0 | 8 | 0 | 8 | 15951.76
1012461 | CMP 514 2T | FM - SODECA | SODECA | 2095.15 | 2 | 4 | 0 | 0 | 8 | 0 | 8 | 16761.2
1012504 | CMP 616 2M | FM - SODECA | SODECA | 1429.71 | 2.1 | 2 | 0 | 0 | 4 | 0 | 4 | 5718.84
1012516 | CMP 616 2T | FM - SODECA | SODECA | 2732.17 | 1.9 | 5 | 0 | 0 | 10 | 0 | 10 | 27321.7
1012571 | CMP 718 2M | FM - SODECA |  |  | 0.5 | 1 | 0 | 0 | 2 | 0 | 2 | 0
1012594 | CMP 820 2M | FM - SODECA |  |  | 0.5 | 1 | 0 | 0 | 2 | 0 | 2 | 0
1012607 | CMP 820 4T | FM - SODECA | SODECA | 2967.12 | 2.6 | 3 | 0 | 0 | 5 | 0 | 5 | 14835.6
1012658 | CMP 718 2T | FM - SODECA | SODECA | 4105.16 | 2.4 | 2 | 0 | 0 | 4 | 0 | 4 | 16420.64
1012671 | CMP 820 2T | FM - SODECA | SODECA | 4679.14 | 2.3 | 2 | 0 | 0 | 4 | 0 | 4 | 18716.56
1012695 | CMP 1025 2T 3 | FM - SODECA | SODECA | 6886.04 | 2.2 | 4 | 0 | 0 | 8 | 0 | 8 | 55088.32
1017052 | HC-25-2M/H | FM - SODECA |  |  | 0.5 | 1 | 0 | 0 | 2 | 0 | 2 | 0
1017069 | HC-25-4M/H | FM - SODECA | SODECA | 1464.39 | 2.8 | 3 | 0 | 0 | 5 | 0 | 5 | 7321.95
1017082 | HC-31-2M/H | FM - SODECA |  |  | 0.5 | 1 | 0 | 0 | 2 | 0 | 2 | 0
1017097 | HC-31-4M/H | FM - SODECA | Luft Industries Natal (Pty) Ltd | 1340.63 | 0.5 | 1 | 0 | 0 | 2 | 0 | 2 | 2681.26
1017106 | HC-35-4M/H | FM - SODECA |  |  | 0.5 | 1 | 0 | 0 | 2 | 0 | 2 | 0
1017125 | HC-40-4M/H | FM - SODECA |  |  | 0.5 | 1 | 0 | 0 | 2 | 0 | 2 | 0
1017127 | HC-40-4T/H | FM - SODECA |  |  | 0.5 | 1 | 0 | 0 | 2 | 0 | 2 | 0
1017130 | HC-40-6T/H | FM - SODECA |  |  | 0.5 | 1 | 0 | 0 | 2 | 0 | 2 | 0
1017131 | HC-45-4M/H | FM - SODECA |  |  | 0.5 | 1 | 0 | 0 | 2 | 0 | 2 | 0
1017138 | HC-45-6M/H | FM - SODECA | Luft Industries Natal (Pty) Ltd | 2993.25 | 0.5 | 1 | 0 | 0 | 2 | 0 | 2 | 5986.5
1017139 | HC-45-6T/H | FM - SODECA |  |  | 0.5 | 1 | 0 | 0 | 2 | 0 | 2 | 0
1017140 | HC-50-4M/H | FM - SODECA | Luft Industries Natal (Pty) Ltd | 2783.25 | 0.5 | 1 | 0 | 0 | 2 | 0 | 2 | 5566.5
1017142 | HC-50-4T/H | FM - SODECA | SODECA | 5554.99 | 1.2 | 1 | 0 | 0 | 3 | 0 | 3 | 16664.97
1017147 | HC-50-6M/H | FM - SODECA |  |  | 0.5 | 1 | 0 | 0 | 2 | 0 | 2 | 0
1017148 | HC-50-6T/H | FM - SODECA |  |  | 0.5 | 1 | 0 | 0 | 2 | 0 | 2 | 0
1017177 | HC-56-4T/H IE3 | FM - SODECA | Luft Industries Natal (Pty) Ltd | 2428.5 | 0.5 | 1 | 0 | 0 | 5 | 0 | 5 | 12142.5
1034784 | NEOLINEO-150/V | FM - SODECA | SODECA | 657.41 | 2 | 52 | 0 | 0 | 104 | 0 | 104 | 68370.64
1034786 | NEOLINEO-200/V | FM - SODECA | SODECA | 1004.27 | 2 | 52 | 0 | 0 | 104 | 0 | 104 | 104444.08
1034787 | NEOLINEO-250/V | FM - SODECA | SODECA | 1887.42 | 2 | 52 | 0 | 0 | 104 | 0 | 104 | 196291.68
1034788 | NEOLINEO-315/V | FM - SODECA | SODECA | 2583.6 | 2 | 11 | 0 | 0 | 22 | 0 | 22 | 56839.2
1105306 | CMP-1128-2T-5.5/S/PIE RD 230/400V. IE3 | FM - SODECA | SODECA | 7659.2 | 2.6 | 3 | 0 | 0 | 5 | 0 | 5 | 38296
D100001 | CMP-1128-4T | FM - SODECA | Attenu-Tec | 163.13 | 0.5 | 1 | 0 | 0 | 5 | 0 | 5 | 815.65
D100002 | HAT-28-4M | FM - SODECA | CFW Fans (Pty) Ltd | 430.34 | 0.5 | 1 | 0 | 0 | 2 | 0 | 2 | 860.68
D100003 | HAT-35-4T | FM - SODECA | CFW Fans (Pty) Ltd | 250 | 0.5 | 1 | 0 | 0 | 2 | 0 | 2 | 500
D100005 | CAM-550-2T 5.5 | FM - SODECA | Luft Industries Natal (Pty) Ltd | 2681.25 | 0.8 | 7 | 0 | 0 | 24 | 0 | 24 | 64350
D100006 | HJBM PLUS 45 - T4 0.55KW | FM - SODECA |  |  | 0.5 | 4 | 0 | 0 | 20 | 0 | 20 | 0
D100007 | HJBM 40 M4 0.25 | FM - SODECA |  |  | 0.5 | 3 | 0 | 0 | 14 | 0 | 14 | 0
D100008 | HJBM 50 T4 0.55 | FM - SODECA |  |  | 0.5 | 1 | 0 | 0 | 2 | 0 | 2 | 0
D100009 | CA/LINE 355 220-240V | FM - SODECA |  |  | 0.5 | 1 | 0 | 0 | 4 | 0 | 4 | 0
D100010 | VKAP 100 LD 3.0 | FM - SODECA | Luft Industries Natal (Pty) Ltd | 2428.5 | 0.5 | 1 | 0 | 0 | 2 | 0 | 2 | 4857
D100011 | SV-150-H | FM - SODECA | Luft Industries Natal (Pty) Ltd | 1462.71 | 0.5 | 1 | 0 | 0 | 2 | 0 | 2 | 2925.42
D100012 | HAT-24-4M | FM - SODECA | Luft Industries Natal (Pty) Ltd | 1240 | 0.5 | 1 | 0 | 0 | 2 | 0 | 2 | 2480
D100013 | CA-LINE-12 | FM - SODECA | Luft Industries Natal (Pty) Ltd | 1413.75 | 0.7 | 1 | 0 | 0 | 3 | 0 | 3 | 4241.25
D100014 | CA-LINE-15 | FM - SODECA | Wide Range Engineering (Pty) Ltd | 2838.9 | 0.5 | 1 | 0 | 0 | 2 | 0 | 2 | 5677.8
D100015 | CA-LINE-20 | FM - SODECA | Wide Range Engineering (Pty) Ltd | 2523.07 | 0.5 | 1 | 0 | 0 | 2 | 0 | 2 | 5046.14
D100016 | NEOSILENT 200 | FM - SODECA | Luft Industries Natal (Pty) Ltd | 2681.07 | 0.5 | 1 | 0 | 0 | 2 | 0 | 2 | 5362.14
D100017 | NEOSILENT 150 | FM - SODECA | Luft Industries Natal (Pty) Ltd | 930 | 0.5 | 1 | 0 | 0 | 2 | 0 | 2 | 1860
D100018 | CA-160-2T-2 | FM - SODECA | Luft Industries Natal (Pty) Ltd | 338.39 | 0.5 | 1 | 0 | 0 | 2 | 0 | 2 | 676.78

## FM - UNIFORM
Item Code | Description | Category | Supplier | Cost | Lead Time (months) | Min | Current Stock | On Order | Max | Stock Value | Re-Order Qty | Re-Order Value
99050-EMB-22-R50 | EMBROIDERY R50 R50 | FM - UNIFORM | Workwear Depot (Pty)Ltd | 42.93 | 0.5 | 4 | 0 | 0 | 20 | 0 | 20 | 858.6
CP77P-DNM12-104-00-38 | DENIM WORK TROUSERS INDIGO 38 | FM - UNIFORM | Workwear Depot (Pty)Ltd | 372.2 | 0.5 | 1 | 0 | 0 | 5 | 0 | 5 | 1861
JN3002-TUNBOOT-600-00-07 | TUNGSTEN BOOT BLACK 7 | FM - UNIFORM | Workwear Depot (Pty)Ltd | 592.64 | 0.5 | 1 | 0 | 0 | 5 | 0 | 5 | 2963.2
JN3002-TUNBOOT-600-00-09 | TUNGSTEN BOOT BLACK 9 | FM - UNIFORM | Workwear Depot (Pty)Ltd | 592.63 | 0.5 | 1 | 0 | 0 | 2 | 0 | 2 | 1185.26
JTPOLY-6398B-600-04-L | WORK T BLACK L | FM - UNIFORM | Workwear Depot (Pty)Ltd | 194.15 | 0.5 | 1 | 0 | 0 | 5 | 0 | 5 | 970.75

## FM - VORTICE
Item Code | Description | Category | Supplier | Cost | Lead Time (months) | Min | Current Stock | On Order | Max | Stock Value | Re-Order Qty | Re-Order Value
11102 | MG 120/5 LL | FM - VORTICE |  |  | 0.5 | 1 | 0 | 0 | 2 | 0 | 2 | 0
11103 | MG 120/5 LL T | FM - VORTICE |  |  | 0.5 | 1 | 0 | 0 | 2 | 0 | 2 | 0
11125 | MF 150 | FM - VORTICE | Vortice Elettrosociali SpA | 129.55 | 0.5 | 1 | 0 | 0 | 2 | 0 | 2 | 259.1
11128 | MF 120 T | FM - VORTICE |  |  | 0.5 | 1 | 0 | 0 | 2 | 0 | 2 | 0
11133 | MF 150 LL | FM - VORTICE | Vortice Elettrosociali SpA | 887.76 | 1.1 | 2 | 0 | 0 | 5 | 0 | 5 | 4438.8
11145 | MFO 100/4 | FM - VORTICE |  |  | 0.5 | 1 | 0 | 0 | 2 | 0 | 2 | 0
11147 | MFO 120/5 | FM - VORTICE |  |  | 0.5 | 1 | 0 | 0 | 2 | 0 | 2 | 0
11201 | M 100 / 4 | FM - VORTICE |  |  | 0.5 | 1 | 0 | 0 | 2 | 0 | 2 | 0
11270 | ME 120/5 LL | FM - VORTICE |  |  | 0.5 | 1 | 0 | 0 | 2 | 0 | 2 | 0
11301 | M 120 / 5 | FM - VORTICE |  |  | 0.5 | 1 | 0 | 0 | 2 | 0 | 2 | 0
11302 | M 120 / 5 LL | FM - VORTICE |  |  | 0.5 | 1 | 0 | 0 | 2 | 0 | 2 | 0
11311 | M 120 / 5 T | FM - VORTICE |  |  | 0.5 | 1 | 0 | 0 | 2 | 0 | 2 | 0
11313 | MEX 100/4 LL 1S | FM - VORTICE |  |  | 0.5 | 1 | 0 | 0 | 2 | 0 | 2 | 0
11322 | M 120 / 5 A LL | FM - VORTICE |  |  | 0.5 | 1 | 0 | 0 | 2 | 0 | 2 | 0
11333 | MEX 120/5 LL IS | FM - VORTICE |  |  | 0.5 | 1 | 0 | 0 | 2 | 0 | 2 | 0
11334 | MEX 120/5 1S LLT | FM - VORTICE |  |  | 0.5 | 1 | 0 | 0 | 2 | 0 | 2 | 0
11401 | M 150 / 6 | FM - VORTICE | Vortice Elettrosociali SpA | 623.03 | 0.7 | 3 | 0 | 0 | 12 | 0 | 12 | 7476.36
11402 | M 150 / 6 LL | FM - VORTICE | Vortice Elettrosociali SpA | 788.55 | 0.5 | 2 | 0 | 0 | 8 | 0 | 8 | 6308.4
11411 | M 150 / 6 T | FM - VORTICE |  |  | 0.5 | 1 | 0 | 0 | 2 | 0 | 2 | 0
11421 | M 150 / 6 A | FM - VORTICE |  |  | 0.5 | 1 | 0 | 0 | 2 | 0 | 2 | 0
11741 | M120/5 P | FM - VORTICE |  |  | 0.5 | 1 | 0 | 0 | 2 | 0 | 2 | 0
12020 | MEDIO I | FM - VORTICE | Vortice Elettrosociali SpA | 1500.14 | 1.5 | 2 | 0 | 0 | 4 | 0 | 4 | 6000.56
12023 | SUPER I | FM - VORTICE | Vortice Elettrosociali SpA | 1932.21 | 1.4 | 1 | 0 | 0 | 3 | 0 | 3 | 5796.63
12412 | V 300/12 AR | FM - VORTICE | Vortice Elettrosociali SpA | 2151.51 | 1.3 | 2 | 0 | 0 | 5 | 0 | 5 | 10757.55
12413 | V 300/12 ARI | FM - VORTICE |  |  | 0.5 | 1 | 0 | 0 | 2 | 0 | 2 | 0
12415 | V 300/12 AR LL S | FM - VORTICE |  |  | 0.5 | 1 | 0 | 0 | 2 | 0 | 2 | 0
12416 | V 300/12 ARI LL S | FM - VORTICE |  |  | 0.5 | 1 | 0 | 0 | 2 | 0 | 2 | 0
12452 | V 230/9 AR | FM - VORTICE | Vortice Elettrosociali SpA | 1730.79 | 1.2 | 4 | 0 | 0 | 10 | 0 | 10 | 17307.9
12453 | V 230/9 ARI | FM - VORTICE |  |  | 0.5 | 1 | 0 | 0 | 2 | 0 | 2 | 0
12454 | V 230/9 P LL S | FM - VORTICE |  |  | 0.5 | 1 | 0 | 0 | 2 | 0 | 2 | 0
12455 | V 230/9 AR LL S | FM - VORTICE | Vortice Elettrosociali SpA | 1804.1 | 1.3 | 3 | 0 | 0 | 7 | 0 | 7 | 12628.7
12456 | V 230/9 ARI LL S | FM - VORTICE |  |  | 0.5 | 1 | 0 | 0 | 2 | 0 | 2 | 0
12611 | V 150/6 P | FM - VORTICE |  |  | 0.5 | 1 | 0 | 0 | 2 | 0 | 2 | 0
12612 | V 150/6 AR | FM - VORTICE | Vortice Elettrosociali SpA | 887.29 | 1.1 | 4 | 0 | 0 | 11 | 0 | 11 | 9760.19
12613 | V 150/6 ARI | FM - VORTICE | Vortice Elettrosociali SpA | 667.21 | 1.4 | 1 | 0 | 0 | 3 | 0 | 3 | 2001.63
12615 | V 150/6 AR LL S | FM - VORTICE | Vortice Elettrosociali SpA | 994.12 | 0.9 | 4 | 0 | 0 | 12 | 0 | 12 | 11929.44
12616 | V 150/6 ARI LL S | FM - VORTICE |  |  | 0.5 | 1 | 0 | 0 | 2 | 0 | 2 | 0
12943 | CR5 Speed Controller | FM - VORTICE |  |  | 0.5 | 1 | 0 | 0 | 2 | 0 | 2 | 0
12966 | C1.5 Speed Controller (to suit Lineo 100 to 200) | FM - VORTICE | Vortice Elettrosociali SpA | 514.79 | 1.2 | 2 | 0 | 0 | 6 | 0 | 6 | 3088.74
12967 | C2.5 Speed Controller (to suit Lineo 250 to 315) | FM - VORTICE |  |  | 0.5 | 1 | 0 | 0 | 2 | 0 | 2 | 0
12998 | PIR Sensor | FM - VORTICE |  |  | 0.5 | 1 | 0 | 0 | 2 | 0 | 2 | 0
13001 | KIT TE 150/6 Roof Mounting | FM - VORTICE |  |  | 0.5 | 1 | 0 | 0 | 2 | 0 | 2 | 0
13028 | KIT TC 230/9 | FM - VORTICE | Vortice Elettrosociali SpA |  | 1.4 | 2 | 0 | 0 | 5 | 0 | 5 | 0
1373000218 | MOTORE GM-63A4 B143F TC10 - TIRACAMINO MOTOR | FM - VORTICE | Vortice Elettrosociali SpA | 1330.13 | 0.9 | 3 | 0 | 0 | 9 | 0 | 9 | 11971.17
15000 | Tiracamino Chimney Fan for Chimney Tops | FM - VORTICE | Vortice Elettrosociali SpA | 5798.62 | 0.8 | 4 | 0 | 0 | 14 | 0 | 14 | 81180.68
17005 | LINEO 1000 VO | FM - VORTICE |  |  | 0.5 | 1 | 0 | 0 | 2 | 0 | 2 | 0
17021 | LINEO 100 TVO | FM - VORTICE |  |  | 0.5 | 1 | 0 | 0 | 2 | 0 | 2 | 0
17143 | LINEO 100 Q | FM - VORTICE |  |  | 0.5 | 1 | 0 | 0 | 2 | 0 | 2 | 0
17144 | LINEO 100 | FM - VORTICE |  |  | 0.5 | 1 | 0 | 0 | 4 | 0 | 4 | 0
17145 | LINEO 125 | FM - VORTICE | Vortice Elettrosociali SpA | 1177.92 | 1.2 | 1 | 0 | 0 | 3 | 0 | 3 | 3533.76
17146 | LINEO 150 | FM - VORTICE | Vortice Elettrosociali SpA | 1329.45 | 1 | 2 | 0 | 0 | 7 | 0 | 7 | 9306.15
17148 | LINEO 200 Q | FM - VORTICE | Vortice Elettrosociali SpA | 1397.64 | 1.4 | 11 | 0 | 0 | 27 | 0 | 27 | 37736.28
17160 | LINEO 100 QUIET | FM - VORTICE | Vortice Elettrosociali SpA | 442.78 | 1.1 | 1 | 0 | 0 | 3 | 0 | 3 | 1328.34
17161 | LINEO 125 QUIET | FM - VORTICE | Vortice Elettrosociali SpA | 1513.62 | 1.2 | 2 | 0 | 0 | 5 | 0 | 5 | 7568.1
17162 | LINEO 150 QUIET | FM - VORTICE | Vortice Elettrosociali SpA | 1762.95 | 1 | 2 | 0 | 0 | 7 | 0 | 7 | 12340.65
17164 | LINEO 200 QUIET | FM - VORTICE | Vortice Elettrosociali SpA | 2488.4 | 1 | 2 | 0 | 0 | 7 | 0 | 7 | 17418.8
17165 | LINEO 250 QUIET | FM - VORTICE | Vortice Elettrosociali SpA | 5043.15 | 0.7 | 2 | 0 | 0 | 8 | 0 | 8 | 40345.2
17166 | LINEO 315 QUIET | FM - VORTICE | Vortice Elettrosociali SpA | 6627.02 | 0.6 | 1 | 0 | 0 | 5 | 0 | 5 | 33135.1
17180 | LINEO 200 | FM - VORTICE | Vortice Elettrosociali SpA | 1644.45 | 1 | 2 | 0 | 0 | 6 | 0 | 6 | 9866.7
17181 | LINEO 250 | FM - VORTICE | Vortice Elettrosociali SpA | 2207.34 | 0.5 | 1 | 0 | 0 | 2 | 0 | 2 | 4414.68
17182 | LINEO 315 | FM - VORTICE | Vortice Elettrosociali SpA | 3058.29 | 0.9 | 3 | 0 | 0 | 10 | 0 | 10 | 30582.9
17185 | LINEO 100 T | FM - VORTICE |  |  | 0.5 | 2 | 0 | 0 | 10 | 0 | 10 | 0
22010 | 100 Wall Fans | FM - VORTICE |  |  | 0.5 | 1 | 0 | 0 | 4 | 0 | 4 | 0
22020 | 120/150 Wall Fixed Grills | FM - VORTICE | Vortice Elettrosociali SpA | 35.35 | 0.7 | 4 | 0 | 0 | 15 | 0 | 15 | 530.25
22131 | F 100 / 4 WINDOW KIT | FM - VORTICE |  |  | 0.5 | 1 | 0 | 0 | 2 | 0 | 2 | 0
22132 | F 120 / 5 WINDOW KIT | FM - VORTICE |  |  | 0.5 | 1 | 0 | 0 | 2 | 0 | 2 | 0
22133 | F 150 / 6 WINDOW KIT | FM - VORTICE |  |  | 0.5 | 1 | 0 | 0 | 2 | 0 | 2 | 0
22165 | FG 100 FIXED GRILLE (VOR 22165) | FM - VORTICE |  | 47.94 | 0.5 | 1 | 0 | 0 | 2 | 0 | 2 | 95.88
22167 | FG 150 FIXED GRILLE (VOR 22167) | FM - VORTICE |  | 31.15 | 0.5 | 1 | 0 | 0 | 2 | 0 | 2 | 62.3
26027 | DEUMIDO 20 | FM - VORTICE |  |  | 0.5 | 1 | 0 | 0 | 2 | 0 | 2 | 0
30301 | C 10/2 T ATEX II 2G/D h T3/125 X Gb/Db | FM - VORTICE |  |  | 0.5 | 1 | 0 | 0 | 2 | 0 | 2 | 0
30305 | C 20/2 T ATEX II 2G/D h T3/125 X Gb/Db | FM - VORTICE |  |  | 0.5 | 1 | 0 | 0 | 2 | 0 | 2 | 0
30311 | C 37/4 T ATEX II 2G/D h T3/125 X Gb/Db | FM - VORTICE |  |  | 0.5 | 1 | 0 | 0 | 2 | 0 | 2 | 0
40302 | E 304 M ATEX II 2G/D h T3/125 X Gb/Db | FM - VORTICE | Vortice Elettrosociali SpA | 4791.06 | 1.1 | 1 | 0 | 0 | 3 | 0 | 3 | 14373.18
40304 | E 354 M ATEX II 2G/D h T3/125 X Gb/Db | FM - VORTICE | Vortice Elettrosociali SpA | 7004.13 | 1.2 | 1 | 0 | 0 | 3 | 0 | 3 | 21012.39
40306 | E 404 M ATEX II 2G/D h T3/125 X Gb/Db | FM - VORTICE | Vortice Elettrosociali SpA | 7909.61 | 0.5 | 1 | 0 | 0 | 2 | 0 | 2 | 15819.22
40308 | E 454 M ATEX II 2G/D h T3/125 X Gb/Db | FM - VORTICE |  |  | 0.5 | 1 | 0 | 0 | 2 | 0 | 2 | 0
40309 | E 254 T ATEX II 2G/D h T3/125 X Gb/Db | FM - VORTICE |  |  | 0.5 | 1 | 0 | 0 | 2 | 0 | 2 | 0
40310 | E 304 T ATEX II 2G/D h T3/125 X Gb/Db | FM - VORTICE |  |  | 0.5 | 1 | 0 | 0 | 2 | 0 | 2 | 0
40313 | E 354 T ATEX II 2G/D h T3/125 X Gb/Db | FM - VORTICE | Vortice Elettrosociali SpA | 5930.81 | 1.4 | 1 | 0 | 0 | 3 | 0 | 3 | 17792.43
40314 | E404 T ATEX | FM - VORTICE | Vortice Elettrosociali SpA |  | 0.9 | 1 | 0 | 0 | 3 | 0 | 3 | 0
40315 | E 454 T ATEX II 2G/D h T3/125 X Gb/Db | FM - VORTICE |  |  | 0.5 | 1 | 0 | 0 | 2 | 0 | 2 | 0
42227 | A-E 304 T | FM - VORTICE | Vortice Elettrosociali SpA | 2758.05 | 1.1 | 1 | 0 | 0 | 3 | 0 | 3 | 8274.15
42259 | A-E 354 T | FM - VORTICE | Vortice Elettrosociali SpA | 3107.62 | 1.1 | 1 | 0 | 0 | 3 | 0 | 3 | 9322.86
L10101250 | CA 250 VO In-Line Tube Fan Plastic Casing | FM - VORTICE |  |  | 0.5 | 1 | 0 | 0 | 2 | 0 | 2 | 0
L10101317 | CA 355 | FM - VORTICE |  |  | 0.5 | 1 | 0 | 0 | 2 | 0 | 2 | 0

## IMPELLER
Item Code | Description | Category | Supplier | Cost | Lead Time (months) | Min | Current Stock | On Order | Max | Stock Value | Re-Order Qty | Re-Order Value
IMP0400B150A05AR19080 | Impeller 0400mm 'B' 150A05AR 19mm 080Frame Deg00 - 17 DEG | IMPELLER | Luft Industries Natal (Pty) Ltd | 854.1 | 0.5 | 1 | 0 | 0 | 2 | 0 | 2 | 1708.2
IMP0500B150A10AR28100. | Impeller 0500mm 'B' 150A10AR 28mm 100Frame Deg00 - 10 DEG | IMPELLER | Luft Industries Natal (Pty) Ltd | 1361.75 | 0.5 | 1 | 0 | 0 | 2 | 0 | 2 | 2723.5
IMP0560B250A14AR24090 | Impeller 0560mm 'B' 250A14AR 24mm 090Frame Deg00 - 31 DEG | IMPELLER | Luft Industries Natal (Pty) Ltd | 2098.2 | 0.5 | 1 | 0 | 0 | 2 | 0 | 2 | 4196.4
IMP0560B250A14AR28100 | Impeller 0560mm 'B' 250A14AR 28mm 100Frame Deg00 - 32 DEG | IMPELLER | Luft Industries Natal (Pty) Ltd | 2104.7 | 0.5 | 1 | 0 | 0 | 2 | 0 | 2 | 4209.4
IMP0630B150A10AR28100 | Impeller 0630mm 'B' 150A10AR 28mm 100Frame Deg00 - 29 DEG | IMPELLER | Luft Industries Natal (Pty) Ltd | 1517.75 | 0.5 | 1 | 0 | 0 | 5 | 0 | 5 | 7588.75
IMP0900B250A14AR38132 | Impeller 0900mm 'B' 250A14AR 38mm 132Frame Deg00 - 15 DEG | IMPELLER | Luft Industries Natal (Pty) Ltd | 2594.15 | 0.5 | 1 | 0 | 0 | 5 | 0 | 5 | 12970.75

## MFEET
Item Code | Description | Category | Supplier | Cost | Lead Time (months) | Min | Current Stock | On Order | Max | Stock Value | Re-Order Qty | Re-Order Value
1250MF | 1250 Diam Mounting Feet | M/FEET | Air Speration | 1135.05 | 1 | 1 | 0 | 0 | 3 | 0 | 3 | 3405.15
1600MF | 1600 Diam Mounting Feet | M/FEET | Air Speration | 1345.25 | 1.5 | 2 | 0 | 0 | 5 | 0 | 5 | 6726.25
355MF | 355 Diam Mounting Feet | M/FEET | Attenu-Tec HVAC Parts | 90.15 | 1.5 | 6 | 0 | 0 | 14 | 0 | 14 | 1262.1
450MF | 450 Diam Mounting Feet | M/FEET |  |  | 0.5 | 2 | 0 | 0 | 10 | 0 | 10 | 0
460MF | 460 Diam Mounting Feet | M/FEET | GALVAGLOW (PTY) LTD |  | 0.5 | 2 | 0 | 0 | 10 | 0 | 10 | 0

## MOTOR FLANGE
Item Code | Description | Category | Supplier | Cost | Lead Time (months) | Min | Current Stock | On Order | Max | Stock Value | Re-Order Qty | Re-Order Value
EXD-D90B5 | EXD D90B5 CAST IRON FLANGE | MOTOR FLANGE | Shaka Machinery (Pty) Ltd |  | 0.5 | 1 | 0 | 0 | 2 | 0 | 2 | 0

## MOTORS
Item Code | Description | Category | Supplier | Cost | Lead Time (months) | Min | Current Stock | On Order | Max | Stock Value | Re-Order Qty | Re-Order Value
0.3741PM | 0.37KW 4P 220V Pad Mount Motor | MOTORS | WEG South Africa | 1430 | 1 | 1 | 0 | 0 | 3 | 0 | 3 | 4290
0.5541PM | 0.55KW 4P 220V Pad Mount Motor | MOTORS | ASKARI ELECTRIC (PTY) LTD | 1480 | 0.5 | 1 | 0 | 0 | 2 | 0 | 2 | 2960
EXD-2.2-2-4-B3 | 2.2KW 2P 230/400V B3 EXD IE2 FS90L | MOTORS | Shaka Machinery (Pty) Ltd | 7175 | 0.5 | 1 | 0 | 0 | 2 | 0 | 2 | 14350

## PACKAGING
Item Code | Description | Category | Supplier | Cost | Lead Time (months) | Min | Current Stock | On Order | Max | Stock Value | Re-Order Qty | Re-Order Value
SH01 | HAND STRAPPING 12X 1500M - BLACK | PACKAGING | Advantage Air Africa Pty Ltd | 496.99 | 0.5 | 1 | 0 | 0 | 2 | 0 | 2 | 993.98

## PLATE
Item Code | Description | Category | Supplier | Cost | Lead Time (months) | Min | Current Stock | On Order | Max | Stock Value | Re-Order Qty | Re-Order Value
GALV PLATE | 3mm Galvanised Plate | PLATE | Kart Shop TA Ultimate Laser Cutting | 2334 | 0.5 | 1 | 0 | 0 | 6 | 0 | 6 | 14004

## Roof Fans
Item Code | Description | Category | Supplier | Cost | Lead Time (months) | Min | Current Stock | On Order | Max | Stock Value | Re-Order Qty | Re-Order Value
UV 710/3/6 | UV710/3/6 | Roof Fans | Centrifab (Pty) Ltd | 14073 | 1 | 1 | 0 | 0 | 3 | 0 | 3 | 42219

## Sodeca
Item Code | Description | Category | Supplier | Cost | Lead Time (months) | Min | Current Stock | On Order | Max | Stock Value | Re-Order Qty | Re-Order Value
1016614 | HEP-31-2M/H 220-240V | Sodeca | SODECA | 2971.02 | 1.5 | 2 | 0 | 0 | 4 | 0 | 4 | 11884.08

## Uncategorized
Item Code | Description | Category | Supplier | Cost | Lead Time (months) | Min | Current Stock | On Order | Max | Stock Value | Re-Order Qty | Re-Order Value
-GLF12.5-S | Galvanised Industrial Extractor Fan+ Grill & Louvers 1380sq, 380V,1.1kw, 440rpm, 44000m3/hr | Uncategorized | AF Fans CC | 6515.6 | 0.5 | 1 | 0 | 0 | 2 | 0 | 2 | 13031.2
0.552P | 0.55Kw 2P 380V Pad Motor | Uncategorized | ACTOM | 1359 | 0.8 | 1 | 0 | 0 | 3 | 0 | 3 | 4077
0.752P | 0.75Kw 2Pole 380V Pad Mount | Uncategorized | ACTOM | 1591 | 1.2 | 4 | 0 | 0 | 10 | 0 | 10 | 15910
0.7541FM | 0.75Kw 220v Foot Mount | Uncategorized | ACTOM | 1880 | 1.4 | 1 | 0 | 0 | 3 | 0 | 3 | 5640
0.7541PM | 0.75Kw 220v Pad Mount | Uncategorized | ASKARI ELECTRIC (PTY) LTD | 1630 | 0.5 | 1 | 0 | 0 | 2 | 0 | 2 | 3260
0.7563PM | 0.75kW 6P 380V Pad Mount Motor | Uncategorized | ACTOM | 1834 | 1.8 | 2 | 0 | 0 | 4 | 0 | 4 | 7336
0.75kW VSD | Variable Speed Controller | Uncategorized | Drive Dynamics (Pty) Ltd | 2710 | 0.6 | 1 | 0 | 1 | 3 | 0 | 2 | 5420
0010 | SPARE MOTOR - TIRACAMINO - Vortice Spare Motor for Tiracamino 0.12kW 4P 230V | Uncategorized |  |  | 0.5 | 1 | 0 | 0 | 6 | 0 | 6 | 0
009 | HVF/75N c/w 0.24kW 750mm 220V | Uncategorized |  |  | 0.5 | 10 | 0 | 0 | 50 | 0 | 50 | 0
02880 | PRA LOCKNUT BRASS No 0 & 1 - M20 | Uncategorized | Pratley (Pty) Ltd | 4276.18 | 0.5 | 1 | 0 | 0 | 2 | 0 | 2 | 8552.36
053575 | AFROX PICKELING PASTE AOX 1LT | Uncategorized | INTROWELD CC | 520 | 0.5 | 1 | 0 | 0 | 5 | 0 | 5 | 2600
1 IP 65 | Change IP Rating - Motor Size 90Watts 2Pole 380V to IP 65 | Uncategorized | Luck and King | 1004 | 0.5 | 1 | 0 | 0 | 2 | 0 | 2 | 2008
1.1.2Pad | 1.1Kw 2P 380V Pad Mount Motor | Uncategorized | ACTOM | 1768.63 | 0.9 | 1 | 0 | 0 | 3 | 0 | 3 | 5305.89
1.141PM | 1.1kW 4P 220V Pad Mount Motor | Uncategorized | ASKARI ELECTRIC (PTY) LTD | 2276 | 0.9 | 1 | 0 | 0 | 3 | 0 | 3 | 6828
1.143FM | 1.1kW 4P 400V B3 QL3 | Uncategorized | ACTOM | 1864 | 0.5 | 1 | 0 | 0 | 2 | 0 | 2 | 3728
1.163PM | 1.1kW 6P 380V Pad Mount Motor | Uncategorized | WEG South Africa | 2430 | 0.5 | 1 | 0 | 0 | 5 | 0 | 5 | 12150
1.563PM | 1.5kW 6P 380V Pad Mount Motor | Uncategorized | ACTOM | 2681 | 1.4 | 14 | 0 | 0 | 34 | 0 | 34 | 91154
1.583PM | 1.5KW 8P 380V Pad Mount Motor | Uncategorized | Bearing Man Group | 2853.04 | 0.5 | 1 | 0 | 0 | 2 | 0 | 2 | 5706.08
100/112 FR 27.8 | 100/112 Motor Frame - 27.8 mm OD Spacer | Uncategorized | Hulmak Engineering cc | 30 | 0.5 | 6 | 0 | 0 | 31 | 0 | 31 | 930
1000 HDG | 1000SC 1000mm Diam HDG Screen | Uncategorized | Heinmor Wire Products CC | 876 | 0.5 | 1 | 0 | 0 | 5 | 0 | 5 | 4380
1000 ICS | Majax Inlet Cone & Screen | Uncategorized |  |  | 0.5 | 1 | 0 | 0 | 5 | 0 | 5 | 0
1000 SIL | Inlet Silencer 1000 1.5D (1000mm Diameter to reduce noise on the dischargeside) | Uncategorized |  |  | 0.5 | 1 | 0 | 0 | 2 | 0 | 2 | 0
1000 X 500 MM | Sand Trap Air Louver | Uncategorized |  |  | 0.5 | 1 | 0 | 0 | 5 | 0 | 5 | 0
10000000 | Impeller 0560mm 'B' 250A14PR19mm 080Frame | Uncategorized | Luft Industries Natal (Pty) Ltd | 1612 | 0.5 | 1 | 0 | 0 | 2 | 0 | 2 | 3224
1000002 | Monthly Retainer - March 2025 | Uncategorized | KOBILAN PILLAY AND ASSOCIATES | 4000 | 0.5 | 1 | 0 | 0 | 2 | 0 | 2 | 8000
1000013. | HCD-30-4M 230V. 50/60Hz | Uncategorized | SODECA | 1635.63 | 2.1 | 17 | 0 | 0 | 33 | 0 | 33 | 53975.79
100081 | OPTECH OUTER LENS 110 X 90 | Uncategorized | INTROWELD CC |  | 0.5 | 2 | 0 | 0 | 12 | 0 | 12 | 0
100083 | OPTECH INNER LENS 108 X 51 | Uncategorized | INTROWELD CC |  | 0.5 | 2 | 0 | 0 | 12 | 0 | 12 | 0
100087 | SOLAR HELMET ADJUSTABLE (84-210300-11 | Uncategorized | INTROWELD CC |  | 0.5 | 1 | 0 | 0 | 2 | 0 | 2 | 0
1000IC | Majax Inlet Cone | Uncategorized | Attenu-Tec HVAC Parts | 1478 | 0.5 | 6 | 0 | 0 | 30 | 0 | 30 | 44340
1000MBP09 | 1-0350-240 P09 - 1000 Motor Bracket | Uncategorized | Kart Shop TA Ultimate Laser Cutting | 72.61 | 0.5 | 1 | 0 | 0 | 4 | 0 | 4 | 290.44
1006663 | B-150 | Uncategorized | SODECA | 553.55 | 2.8 | 22 | 0 | 0 | 38 | 0 | 38 | 21034.9
1006974 | RPA-20 | Uncategorized | SODECA | 281.92 | 2.8 | 11 | 0 | 0 | 19 | 0 | 19 | 5356.48
1007140 | ACE-150 | Uncategorized | SODECA | 754.81 | 2.8 | 11 | 0 | 0 | 19 | 0 | 19 | 14341.39
1009166 | CBD-2828-4M 3/4/HE | Uncategorized | SODECA | 3198.31 | 2 | 22 | 0 | 0 | 44 | 0 | 44 | 140725.64
100NB x 135mm | 100NB x 135mm Style 10 Linkflex 100% (Inner & Outer Tube) EPDM rubber bellows c/w mild steel | Uncategorized | Malcolm Arnot CC ( Linkflex) | 2020 | 0.5 | 8 | 0 | 0 | 42 | 0 | 42 | 84840
1010405 | CAM 550-2T-5.5 230/400V. IE3 | Uncategorized | SODECA | 20655.41 | 1.2 | 2 | 0 | 0 | 6 | 0 | 6 | 123932.46
101065 | ER70S MILD STEEL MIG WIRE 1.0MM | Uncategorized | INTROWELD CC | 35 | 0.5 | 45 | 0 | 30 | 225 | 0 | 195 | 6825
1012-2010-A | SQUARE COMBINATION SET 4PC DASQUA | Uncategorized | SPARES 2000 CC t/a SHARP-RITE | 1500 | 0.8 | 1 | 0 | 0 | 3 | 0 | 3 | 4500
1012392 | CMP-38-2M/E 230V | Uncategorized | SODECA | 2093.91 | 2.4 | 4 | 0 | 0 | 7 | 0 | 7 | 14657.37
101397 | ANTI SPATTER 500ML | Uncategorized | INTROWELD CC | 75.07 | 0.5 | 10 | 0 | 0 | 50 | 0 | 50 | 3753.5
1016608 | HEP-25-2T/H 220-240/380-415V | Uncategorized | SODECA | 3617.41 | 2.7 | 8 | 0 | 0 | 14 | 0 | 14 | 50643.74
1030701 | TIRACANO | Uncategorized | SODECA | 4831.25 | 1.4 | 7 | 0 | 20 | 17 | 0 | 0 | 0
1034783 | NEOLINEO-125/V | Uncategorized | SODECA | 357.27 | 2 | 52 | 0 | 0 | 104 | 0 | 104 | 37156.08
106X3SPA | PULLEY FRICTION BELT V-WEDGE 3 GROOVE SPA 1610 TAPER 106MM FENNER | Uncategorized | Bearing Man Group | 232.51 | 0.5 | 1 | 0 | 0 | 5 | 0 | 5 | 1162.55
1100999 | Rental Sharp BP 30C25 Copier | Uncategorized | CRS Corporate Rental Solutions (Pty) Ltd | 1388.54 | 0.5 | 1 | 0 | 0 | 2 | 0 | 2 | 2777.08
112 TBLOCK AL F | BMG MOTORLINE SPARES | Uncategorized | Bearing Man Group | 83.2 | 2 | 2 | 0 | 0 | 4 | 0 | 4 | 332.8
112525 | 11Kw 2P 525V motor to suit 630 Fans | Uncategorized | ACTOM | 11439 | 0.6 | 2 | 0 | 0 | 7 | 0 | 7 | 80073
112X3SPA | PULLEY FRICTION BELT V-WEDGE 3 GROOVE SPA 2012 TAPER 112MM FENNER | Uncategorized | Bearing Man Group | 243.11 | 0.7 | 1 | 0 | 0 | 3 | 0 | 3 | 729.33
1143. | 11kW 4Pole 525V B3 NV3 IE1 Cast Iron | Uncategorized | ACTOM | 8185 | 0.5 | 1 | 0 | 0 | 5 | 0 | 5 | 40925
1143PM | 11KW 4 POLE 380V Pad Mount Motor | Uncategorized | WEG South Africa | 7897.17 | 0.8 | 2 | 0 | 0 | 8 | 0 | 8 | 63177.36
118X2SPA. | PULLEY FRICTION BELT V-WEDGE 2 GROOVESPA 1610 TAPER 118MM FENNER | Uncategorized | Bearing Man Group | 220.95 | 0.7 | 1 | 0 | 0 | 5 | 0 | 5 | 1104.75
118X3SPA | PULLEY FRICTION BELT V-WEDGE 3 GROOVE SPA 2012 TAPER 118MM FENNER | Uncategorized | Bearing Man Group | 309.09 | 0.5 | 1 | 0 | 0 | 2 | 0 | 2 | 618.18
1200000 | Insurance | Uncategorized | CRS Corporate Rental Solutions (Pty) Ltd | 252.53 | 0.5 | 1 | 0 | 0 | 2 | 0 | 2 | 505.06
1210X28MM | TAPER LOCK BUSH METRIC 1210 28MM FENNER | Uncategorized | Bearing Man Group | 62.04 | 0.5 | 1 | 0 | 0 | 5 | 0 | 5 | 310.2
13-11 | CABTYRE - 6MM X 6 LUGS 10PKT | Uncategorized | Alpha Electrical | 32 | 0.5 | 4 | 0 | 0 | 20 | 0 | 20 | 640
13-12 | CABTYRE - 6MM X 8 LUGS 10PKT | Uncategorized | Alpha Electrical | 52 | 0.5 | 4 | 0 | 0 | 20 | 0 | 20 | 1040
132B0100 | OPT MICRO LCP DISPLAY W/O POTENTIOM | Uncategorized | Bearing Man Group | 597.32 | 1.5 | 2 | 0 | 0 | 4 | 0 | 4 | 2389.28
13mm X 8mm | A 2100 | Uncategorized | Bluetech Fans (Pty) Ltd | 250 | 1.2 | 12 | 0 | 0 | 32 | 0 | 32 | 8000
15-1 | TI8R BLK - T18R CABLE TIES BLACK 100MMX2 | Uncategorized | Atlantic Lighting & Electrical distributors | 14.85 | 0.5 | 1 | 0 | 0 | 5 | 0 | 5 | 74.25
15-5 | T50R BLACK - T50R CABLE TIES BLACK 198MMX4 | Uncategorized | Atlantic Lighting & Electrical distributors | 48.51 | 0.5 | 2 | 0 | 0 | 8 | 0 | 8 | 388.08
1500W | TERAL 17.5KG | Uncategorized | INTROWELD CC | 1130.43 | 0.5 | 2 | 0 | 0 | 10 | 0 | 10 | 11304.3
1502479 | HTMH-71-4T-4 220/380V. 60Hz IE3 | Uncategorized | SODECA | 21774.6 | 2.7 | 54 | 0 | 0 | 94 | 0 | 94 | 2046812.4
1503633 | CA/LINE/EC-31 50/60Hz. | Uncategorized | SODECA | 4281.64 | 0.9 | 1 | 0 | 0 | 3 | 0 | 3 | 12844.92
150T900 | 150 Diam Tube Silencer 900L | Uncategorized | Attenu-Tec | 556 | 0.5 | 4 | 0 | 0 | 22 | 0 | 22 | 12232
15928 | Repair CMP-1025-2T-3 ( ROS Del Note 15928) | Uncategorized |  |  | 0.5 | 1 | 0 | 0 | 2 | 0 | 2 | 0
16 SQ MED SPRING WASHER Z/BLUE 16 7980 SS ZB | 16 SQ MED SPRING WASHER Z/BLUE 16 7980 SS ZB | Uncategorized | M&D SPECIALISED FASTENERS (PTY) LTD | 0.4 | 0.5 | 10 | 0 | 0 | 50 | 0 | 50 | 20
16039 | CA 250 VO In-Line Tube Fan Plastic Casing | Uncategorized | Vortice Elettrosociali SpA | 2555.16 | 0.5 | 1 | 0 | 0 | 2 | 0 | 2 | 5110.32
160X3SPA | PULLEY FRICTION BELT V-WEDGE 3 GROOVE SPA 2517 TAPER 160MM FENNER | Uncategorized | Bearing Man Group | 474.51 | 0.7 | 1 | 0 | 0 | 3 | 0 | 3 | 1423.53
1610X25MM. | TAPER LOCK BUSH METRIC 1610 25MM FENNER | Uncategorized | Bearing Man Group | 72.31 | 0.5 | 1 | 0 | 0 | 5 | 0 | 5 | 361.55
1610X28MM. | Taper Lock Bush Metric 1610 28mm FE | Uncategorized | Bearing Man Group | 74.83 | 0.5 | 1 | 0 | 0 | 4 | 0 | 4 | 299.32
1610X38MM | TAPER LOCK BUSH METRIC 1610 38MM FENNER | Uncategorized | Bearing Man Group | 77.68 | 0.5 | 1 | 0 | 0 | 2 | 0 | 2 | 155.36
16183 | CA 150 MD E RF | Uncategorized | Vortice Elettrosociali SpA | 3263.14 | 1.1 | 2 | 0 | 0 | 6 | 0 | 6 | 19578.84
16702 | PRA GLD FLP TTECH SWA D/COMP NO1 M20 | Uncategorized | Pratley (Pty) Ltd | 247.02 | 0.5 | 2 | 0 | 0 | 10 | 0 | 10 | 2470.2
168-37 | FAS3212LF RIVET FA - 3.2MMX12MM POP RIVETS | Uncategorized | Atlantic Lighting & Electrical distributors | 47.03 | 0.5 | 2 | 0 | 0 | 10 | 0 | 10 | 470.3
18.5KW 4P 380V IP55 300 C/2HR | WEG SMOKEX PAD W22 MOTOR | Uncategorized | WEG South Africa | 26234 | 0.5 | 1 | 0 | 0 | 2 | 0 | 2 | 52468
18INLET-CONE | 18 Inch Inlet Cone | Uncategorized | Centrifab (Pty) Ltd | 630 | 0.5 | 1 | 0 | 0 | 2 | 0 | 2 | 1260
1920 | RENTAL MONTHLY | Uncategorized | INTROWELD CC | 208.69 | 0.5 | 3 | 0 | 0 | 15 | 0 | 15 | 3130.35
194832 | M10 FLAT WASHER DIN 125A ZINC BLUE (10 .5i/dx20o/dX2thk) | Uncategorized | M&D SPECIALISED FASTENERS (PTY) LTD | 0.2 | 0.5 | 44 | 0 | 0 | 218 | 0 | 218 | 43.6
194843 | M12 FLAT WASHER DIN 125A ZINC BLUE (13i/d x 24o/d x 2 .5 thk) | Uncategorized | M&D SPECIALISED FASTENERS (PTY) LTD | 0.4 | 0.5 | 156 | 0 | 0 | 778 | 0 | 778 | 311.2
194856 | M16 FLAT WASHER DIN 125A ZINC BLUE (17i/d x 30o/d X 3thk) | Uncategorized | M&D SPECIALISED FASTENERS (PTY) LTD | 0.8 | 0.5 | 400 | 0 | 0 | 2000 | 0 | 2000 | 1600
194916 | M6 (6.4 X12X1.6) FLAT WASHER DIN 125A ZINC BLUE | Uncategorized | M&D SPECIALISED FASTENERS (PTY) LTD | 0.08 | 0.5 | 150 | 0 | 0 | 750 | 0 | 750 | 60
194925 | M8 FLAT WASHER DIN 125A ZINC BLUE (8 . 4ID*16OD*1 . 6THICK) | Uncategorized | M&D SPECIALISED FASTENERS (PTY) LTD | 0.12 | 0.5 | 80 | 0 | 0 | 400 | 0 | 400 | 48
2.2 kw VSD | Speed controller | Uncategorized | AM SYSTEMS INTEGRATIONS (PTY) LTD |  | 0.9 | 3 | 0 | 1 | 9 | 0 | 8 | 0
2.243FM | 2.2kW 4P 380V Foot Mount Motor | Uncategorized | ACTOM | 2509.5 | 0.5 | 1 | 0 | 0 | 2 | 0 | 2 | 5019
200LS | Louvre Shutter | Uncategorized |  |  | 0.5 | 3 | 0 | 0 | 15 | 0 | 15 | 0
200T1200 | 200 Diam Tube Silencer 1200L | Uncategorized | Attenu-Tec | 727 | 0.5 | 8 | 0 | 0 | 40 | 0 | 40 | 29080
2012X25MM. | TAPER LOCK BUSH METRIC 2012 25MM FENNER | Uncategorized | Bearing Man Group | 100.65 | 0.5 | 1 | 0 | 0 | 2 | 0 | 2 | 201.3
2012X38MM | TAPER LOCK BUSH METRIC 2012 38MM FENNER | Uncategorized | Bearing Man Group | 102.04 | 0.9 | 1 | 0 | 0 | 3 | 0 | 3 | 306.12
214165 | M10X25X2 FLAT WASHER Z/BLUE | Uncategorized | M&D SPECIALISED FASTENERS (PTY) LTD | 0.5 | 0.5 | 50 | 0 | 0 | 250 | 0 | 250 | 125
214899 | M12X30X3 FLAT WASHER Z/BLUE | Uncategorized | M&D SPECIALISED FASTENERS (PTY) LTD | 0.8 | 0.5 | 50 | 0 | 0 | 250 | 0 | 250 | 200
220025 | M8 . 4*20*3 FLAT WASHER Z/BLUE | Uncategorized | M&D SPECIALISED FASTENERS (PTY) LTD | 1.8 | 0.5 | 50 | 0 | 0 | 250 | 0 | 250 | 450
221331 | M150/6 Spare Motor | Uncategorized |  |  | 0.5 | 1 | 0 | 0 | 2 | 0 | 2 | 0
22M16X150 | M16 X 150 HT Setscrews | Uncategorized | MADAN Engineering cc | 26 | 0.7 | 6 | 0 | 0 | 22 | 0 | 22 | 572
235829 | M16*120 HT HEX BOLT Z/BLUE | Uncategorized | M&D SPECIALISED FASTENERS (PTY) LTD | 16 | 0.5 | 2 | 0 | 0 | 10 | 0 | 10 | 160
237756 | M10*16 HT HEX SET SCREW Z/BLUE | Uncategorized | M&D SPECIALISED FASTENERS (PTY) LTD | 1.8 | 0.5 | 9 | 0 | 0 | 45 | 0 | 45 | 81
237939 | M12*20 HT HEX SET SCREW Z/BLUE 12X20 933 8.8 ZB | Uncategorized | M&D SPECIALISED FASTENERS (PTY) LTD | 3 | 0.5 | 80 | 0 | 0 | 400 | 0 | 400 | 1200
238028 | M12*60 HT HEX SET SCREW Z/BLUE | Uncategorized | M&D SPECIALISED FASTENERS (PTY) LTD | 4.4 | 0.5 | 7 | 0 | 0 | 36 | 0 | 36 | 158.4
238062 | M12*90 HT HEX SET SCREW Z/BLUE | Uncategorized | M&D SPECIALISED FASTENERS (PTY) LTD | 5.9 | 0.5 | 7 | 0 | 0 | 35 | 0 | 35 | 206.5
238152 | M16*100 HT HEX SET SCREW Z/BLUE | Uncategorized | M&D SPECIALISED FASTENERS (PTY) LTD | 12.5 | 0.5 | 5 | 0 | 0 | 25 | 0 | 25 | 312.5
238166 | M16*120 HT HEX SET SCREW Z/BLUE | Uncategorized | M&D SPECIALISED FASTENERS (PTY) LTD | 18 | 0.5 | 17 | 0 | 0 | 84 | 0 | 84 | 1512
238185 | M16*150 HT HEX SET SCREW ZINC BLUE | Uncategorized | M&D SPECIALISED FASTENERS (PTY) LTD | 20 | 0.5 | 30 | 0 | 0 | 150 | 0 | 150 | 3000
238307 | M16*80 HT HEX SET SCREW Z/BLUE | Uncategorized | M&D SPECIALISED FASTENERS (PTY) LTD | 11 | 0.7 | 14 | 0 | 0 | 54 | 0 | 54 | 594
239044 | M5*16 HT HEX SET SCREW Z/BLUE | Uncategorized | M&D SPECIALISED FASTENERS (PTY) LTD | 0.4 | 0.5 | 100 | 0 | 0 | 500 | 0 | 500 | 200
239158 | M6*25 HT HEX SET SCREW Z/BLUE | Uncategorized | M&D SPECIALISED FASTENERS (PTY) LTD | 0.65 | 0.5 | 150 | 0 | 0 | 750 | 0 | 750 | 487.5
239281 | M8*16 HT SET SCREW Z/BLUE | Uncategorized | M&D SPECIALISED FASTENERS (PTY) LTD | 0.9 | 0.5 | 80 | 0 | 0 | 400 | 0 | 400 | 360
241419 | M10 (10.5X20X2) DIN 125 FLAT WASHER S/S 304 - A2 | Uncategorized | M&D SPECIALISED FASTENERS (PTY) LTD | 0.4 | 0.5 | 60 | 0 | 0 | 300 | 0 | 300 | 120
241420 | M12 FLAT WASHER DIN 125A - (13i/dX24o/dX2.5thk) S/S 304 - A2 | Uncategorized | M&D SPECIALISED FASTENERS (PTY) LTD | 0.8 | 0.5 | 166 | 0 | 0 | 830 | 0 | 830 | 664
241421 | M16 (17X30X3) FLAT WASHER DIN 125A S/S 304 - A2 | Uncategorized | M&D SPECIALISED FASTENERS (PTY) LTD | 1.3 | 0.5 | 140 | 0 | 0 | 700 | 0 | 700 | 910
241440 | M5 FLAT WASHER DIN 125A S/S 304 - A2 -(5.3i/d X 10o/d X 1thk) | Uncategorized | M&D SPECIALISED FASTENERS (PTY) LTD | 0.06 | 0.5 | 60 | 0 | 0 | 300 | 0 | 300 | 18
241442 | M6 FLAT WASHER DIN 125A S/S 304 - A2 - (6.4X12.5X1.6) | Uncategorized | M&D SPECIALISED FASTENERS (PTY) LTD | 0.15 | 0.5 | 60 | 0 | 0 | 300 | 0 | 300 | 45
244896 | M10*25 HEX SET SCREW S/S 304 - A2 | Uncategorized | M&D SPECIALISED FASTENERS (PTY) LTD | 3 | 0.5 | 60 | 0 | 0 | 300 | 0 | 300 | 900
244949 | M12*25 HEX SET SCREW S/S A2 - 304 | Uncategorized | M&D SPECIALISED FASTENERS (PTY) LTD | 4.5 | 0.5 | 60 | 0 | 0 | 300 | 0 | 300 | 1350
244999 | M16X120 A2 HEX SET SCREW | Uncategorized | M&D SPECIALISED FASTENERS (PTY) LTD | 45 | 0.5 | 40 | 0 | 0 | 200 | 0 | 200 | 9000
245022 | M16*60 HEX SET SCREW S/S A2 - 304 | Uncategorized | M&D SPECIALISED FASTENERS (PTY) LTD | 15 | 0.5 | 4 | 0 | 0 | 20 | 0 | 20 | 300
245035 | M16*90 A2 HEX SET SCREW | Uncategorized | M&D SPECIALISED FASTENERS (PTY) LTD | 20 | 0.5 | 4 | 0 | 0 | 20 | 0 | 20 | 400
245199 | M5*16 HEX SET SCREW S/S 304 - A2 | Uncategorized | M&D SPECIALISED FASTENERS (PTY) LTD | 0.65 | 0.5 | 210 | 0 | 0 | 1050 | 0 | 1050 | 682.5
245232 | M6*16 A2 HEX SET SCREW | Uncategorized | M&D SPECIALISED FASTENERS (PTY) LTD | 0.8 | 0.5 | 210 | 0 | 0 | 1050 | 0 | 1050 | 840
245328 | M12 HEX NUT S/S 304 - A2 | Uncategorized | M&D SPECIALISED FASTENERS (PTY) LTD | 1.8 | 0.5 | 72 | 0 | 0 | 360 | 0 | 360 | 648
245333 | M16 HEX NUT S/S A2 304 | Uncategorized | M&D SPECIALISED FASTENERS (PTY) LTD | 3.5 | 0.5 | 120 | 0 | 0 | 600 | 0 | 600 | 2100
245381 | M5 HEX NUTS S/S 304 - A2 | Uncategorized | M&D SPECIALISED FASTENERS (PTY) LTD | 0.2 | 0.5 | 150 | 0 | 0 | 750 | 0 | 750 | 150
245388 | M6 HEX NUT S/S 304 - A2 | Uncategorized | M&D SPECIALISED FASTENERS (PTY) LTD | 0.3 | 0.5 | 150 | 0 | 0 | 750 | 0 | 750 | 225
250/355 WC | Wall Cowl Galvanized | Uncategorized | Attenu-Tec HVAC Parts | 653 | 0.5 | 2 | 0 | 0 | 8 | 0 | 8 | 5224
25001 | PRA BLANKING PLUG FLP Exd 20mm | Uncategorized | Pratley (Pty) Ltd | 54.56 | 0.5 | 1 | 0 | 0 | 5 | 0 | 5 | 272.8
250LS | Louvre Shutter | Uncategorized |  |  | 0.5 | 1 | 0 | 0 | 2 | 0 | 2 | 0
250T1200 | 250 Diam Tube Silencer 1200L | Uncategorized | Attenu-Tec | 818 | 0.5 | 2 | 0 | 0 | 8 | 0 | 8 | 6544
2517X25MM. | TAPER LOCK BUSH METRIC 2517 25MM FENNER | Uncategorized | Bearing Man Group | 159.27 | 1.9 | 10 | 0 | 0 | 20 | 0 | 20 | 3185.4
2517X28MM | TAPER LOCK BUSH METRIC 2517 28MM FENNER | Uncategorized | Bearing Man Group | 154.81 | 0.5 | 1 | 0 | 0 | 2 | 0 | 2 | 309.62
2517X35MM | TAPER LOCK BUSH METRIC 2517 35MM FENNER | Uncategorized | Bearing Man Group | 170.11 | 0.5 | 1 | 0 | 0 | 5 | 0 | 5 | 850.55
257799 | M10 DIN 934 GRADE 8.8 HEX NUT - Satinless Steel | Uncategorized | M&D SPECIALISED FASTENERS (PTY) LTD | 1.5 | 0.5 | 60 | 0 | 0 | 300 | 0 | 300 | 450
257855 | M16 GR8 HEX NUT Z/BLUE | Uncategorized | M&D SPECIALISED FASTENERS (PTY) LTD | 1.88 | 0.5 | 34 | 0 | 0 | 170 | 0 | 170 | 319.6
258032 | M5 HT HEX NUT Z/BLUE | Uncategorized | M&D SPECIALISED FASTENERS (PTY) LTD | 0.15 | 0.5 | 100 | 0 | 0 | 500 | 0 | 500 | 75
258205 | M12 HT NYLOCK NUT | Uncategorized | M&D SPECIALISED FASTENERS (PTY) LTD | 0.9 | 0.5 | 20 | 0 | 0 | 100 | 0 | 100 | 90
258306 | M6 HT NYLOCK NUT | Uncategorized | M&D SPECIALISED FASTENERS (PTY) LTD | 0.2 | 0.5 | 15 | 0 | 0 | 74 | 0 | 74 | 14.8
26-29 | 4MM RED RING LUGS | Uncategorized | Atlantic Lighting & Electrical distributors | 83.34 | 0.5 | 2 | 0 | 0 | 10 | 0 | 10 | 833.4
26-30 | 5MM RED RING LUGS | Uncategorized | Atlantic Lighting & Electrical distributors | 86.31 | 0.5 | 2 | 0 | 0 | 10 | 0 | 10 | 863.1
267215 | M12 HEX NUT ZINC BLUE | Uncategorized | M&D SPECIALISED FASTENERS (PTY) LTD | 1 | 0.5 | 23 | 0 | 0 | 114 | 0 | 114 | 114
3 MM PLT | Bending | Uncategorized | Kart Shop TA Ultimate Laser Cutting | 5 | 0.7 | 112 | 0 | 0 | 432 | 0 | 432 | 2160
3000x1500x3mm | HR Sheet CQ 3000x1500x3mm | Uncategorized | NJR STEEL - ALRODE (PTY) LTD | 1536.76 | 0.5 | 2 | 0 | 0 | 8 | 0 | 8 | 12294.08
300WL | Weather Louvre | Uncategorized |  |  | 0.5 | 1 | 0 | 0 | 2 | 0 | 2 | 0
315 LS | Louvre Shutter | Uncategorized |  |  | 0.5 | 1 | 0 | 0 | 2 | 0 | 2 | 0
315MBP01 | 1-0350-240-P01 - 315 Motor Bracket | Uncategorized | Mafilisti Trading and Projects (Pty) Ltd | 28.55 | 0.5 | 10 | 0 | 0 | 48 | 0 | 48 | 1370.4
343FM | 3kW 4P 380V Foot Mount Motor | Uncategorized | ACTOM | 3406 | 1 | 6 | 0 | 0 | 18 | 0 | 18 | 61308
350 LV | Louvre Shutter | Uncategorized |  |  | 0.5 | 1 | 0 | 0 | 4 | 0 | 4 | 0
363PM | 3kW 6P 380V Pad Mount Motor | Uncategorized |  |  | 0.5 | 1 | 0 | 0 | 2 | 0 | 2 | 0
380W, 230V, 800m3/hr, 75lt | Evaporative Air Cooler: 3 Speed | Uncategorized |  |  | 0.5 | 2 | 0 | 0 | 10 | 0 | 10 | 0
3mm gal plt | Program 1 - program 1 | Uncategorized | Kart Shop TA Ultimate Laser Cutting |  | 0.5 | 2 | 0 | 0 | 10 | 0 | 10 | 0
3mm galv plt | Bracket - Bracket | Uncategorized | Kart Shop TA Ultimate Laser Cutting |  | 0.5 | 1 | 0 | 0 | 5 | 0 | 5 | 0
3mm plt | program 2 - Program 2 | Uncategorized | Kart Shop TA Ultimate Laser Cutting |  | 0.5 | 2 | 0 | 0 | 10 | 0 | 10 | 0
4 kW 2P 112M | 3Ph 380-400-415 Standard Efficiency IC418 - TEAO - B30L(D) | Uncategorized | WEG South Africa | 4071 | 1.8 | 2 | 0 | 0 | 4 | 0 | 4 | 16284
400053 | 25A TIP HOLDER M6 | Uncategorized | INTROWELD CC | 15 | 0.5 | 10 | 0 | 0 | 50 | 0 | 50 | 750
400080 | TB 250 SHROUD | Uncategorized | INTROWELD CC | 29.65 | 0.5 | 10 | 0 | 0 | 50 | 0 | 50 | 1482.5
400184 | LINER 1.00MM AND 1.2MM 4 METRE | Uncategorized | INTROWELD CC | 95 | 0.5 | 2 | 0 | 0 | 10 | 0 | 10 | 950
400238 | CONTACT TIP BNZ STYLE M6 1.0MM | Uncategorized | INTROWELD CC | 13.67 | 0.5 | 10 | 0 | 0 | 50 | 0 | 50 | 683.5
400MBP02 | 1-0350-240 P02 - 400 Motor Bracket | Uncategorized | Kart Shop TA Ultimate Laser Cutting | 26.34 | 0.5 | 8 | 0 | 0 | 40 | 0 | 40 | 1053.6
400SC | 400 Diam Side Screen | Uncategorized | Luft Industries Natal (Pty) Ltd | 291.5 | 0.5 | 1 | 0 | 0 | 2 | 0 | 2 | 583
400WL | Weather Louvre | Uncategorized |  |  | 0.5 | 1 | 0 | 0 | 5 | 0 | 5 | 0
40322 | E 354 M ATEX II 2G/D h T3/125 X Gb/Db | Uncategorized | Vortice Elettrosociali SpA | 7245.65 | 1.4 | 1 | 0 | 0 | 3 | 0 | 3 | 21736.95
40324 | E 454 M ATEX II 2G/D h T3/125 X Gb/Db | Uncategorized | Vortice Elettrosociali SpA | 7797.41 | 1.4 | 1 | 0 | 0 | 3 | 0 | 3 | 23392.23
40329 | E 454 T ATEX II 2G/D h T3/125 X Gb/Db | Uncategorized | Vortice Elettrosociali SpA | 7098.6 | 1.4 | 3 | 0 | 0 | 7 | 0 | 7 | 49690.2
42116 | BD 12/12 T6 1.1KW 251520160 | Uncategorized | Vortice Elettrosociali SpA | 4363.48 | 1.1 | 1 | 0 | 0 | 3 | 0 | 3 | 13090.44
44.13.0010 | Round Terminal Block | Uncategorized | ACTOM | 39 | 0.8 | 40 | 0 | 0 | 140 | 0 | 140 | 5460
443FM | 4KW 4 D112 ALU Foot 400V IE1 SN: | Uncategorized | Electromote (Pty) Ltd | 3845.58 | 0.5 | 1 | 0 | 0 | 2 | 0 | 2 | 7691.16
46000 | PRA GLAND FLP Exde BRASS CPR N0S M20 | Uncategorized | Pratley (Pty) Ltd | 196.3 | 0.5 | 1 | 0 | 0 | 2 | 0 | 2 | 392.6
49111090 | CATALOGO | Uncategorized | SODECA | 453.03 | 2.1 | 2 | 0 | 0 | 4 | 0 | 4 | 1812.12
4mm Grub Screw | 4mm Grub Screw | Uncategorized | M&D SPECIALISED FASTENERS (PTY) LTD | 0.6 | 0.5 | 5 | 0 | 0 | 25 | 0 | 25 | 15
4mm plt | 1000 Flanges Special request | Uncategorized | Kart Shop TA Ultimate Laser Cutting | 2796.67 | 0.5 | 1 | 0 | 0 | 2 | 0 | 2 | 5593.34
5.523FM | 5.5KW 2P 400V FOOT MOUNT MOTOR | Uncategorized | WEG South Africa | 4393.13 | 0.5 | 2 | 0 | 0 | 8 | 0 | 8 | 35145.04
500 SC | 500 Diam Side Screen (HOT DEEP GALV) | Uncategorized | Heinmor Wire Products CC | 281 | 0.5 | 4 | 0 | 0 | 20 | 0 | 20 | 5620
500IM | Spare Impeller | Uncategorized | Centrifab (Pty) Ltd | 1630 | 1.7 | 5 | 0 | 0 | 11 | 0 | 11 | 17930
500MBP03 | 1-0350-240 P03 - 500 Motor Bracket | Uncategorized | Kart Shop TA Ultimate Laser Cutting | 24.7 | 0.5 | 6 | 0 | 0 | 31 | 0 | 31 | 765.7
500SC- | Screen | Uncategorized | Heinmor Wire Products CC | 309 | 0.5 | 2 | 0 | 0 | 8 | 0 | 8 | 2472
500mm Zinc | - Zinc Filter Clips | Uncategorized | Airventfil (Pty) Ltd |  | 0.5 | 24 | 0 | 0 | 120 | 0 | 120 | 0
51070 | PRA REDUCER FLP Ex d/e 32M-25F | Uncategorized | Pratley (Pty) Ltd | 124.88 | 0.5 | 2 | 0 | 0 | 10 | 0 | 10 | 1248.8
549CFUG | B - 549 Diam Counter Flange Ungalvanised - Buffalo | Uncategorized | ULTIMATENG (PTY) LTD |  | 0.5 | 6 | 0 | 0 | 30 | 0 | 30 | 0
560 20.D.8 | Spare Impeller | Uncategorized | Luft Industries Natal (Pty) Ltd | 1751.25 | 0.5 | 1 | 0 | 0 | 2 | 0 | 2 | 3502.5
560 FB | Filter Box | Uncategorized |  |  | 0.5 | 2 | 0 | 0 | 8 | 0 | 8 | 0
560/150/10 SI | Spare Impeller (560mm 'B' 150A10AR 19mm 080Frame Deg 21 DEG - FM3181) | Uncategorized | Luft Industries Natal (Pty) Ltd | 1766.25 | 0.9 | 1 | 0 | 0 | 3 | 0 | 3 | 5298.75
560IMP | Impeller 560/250/14 Aluminum - 20 deg pitch, Form B, 24mm Bore | Uncategorized | Luft Industries Natal (Pty) Ltd | 2428 | 0.5 | 1 | 0 | 0 | 2 | 0 | 2 | 4856
560MBP04 | 1-0350-240 P04 - 560 Motor Bracket | Uncategorized | Kart Shop TA Ultimate Laser Cutting | 26.38 | 0.5 | 6 | 0 | 0 | 32 | 0 | 32 | 844.16
560SC | Screen | Uncategorized | Heinmor Wire Products CC | 386 | 0.5 | 1 | 0 | 0 | 2 | 0 | 2 | 772
600 X 600 | Sand Trap Air Louver | Uncategorized |  |  | 0.5 | 1 | 0 | 0 | 2 | 0 | 2 | 0
600/150 | 150NB T600 RINGS CUT IN ORDER TO MACHINE FLANGES | Uncategorized | Malcolm Arnot CC ( Linkflex) | 407.5 | 0.5 | 3 | 0 | 0 | 15 | 0 | 15 | 6112.5
600WC | Wall Cowl & Screen | Uncategorized |  |  | 0.5 | 1 | 0 | 0 | 2 | 0 | 2 | 0
600WL | Weather Louvre | Uncategorized |  |  | 0.5 | 2 | 0 | 0 | 8 | 0 | 8 | 0
630.20.D.4 | Spare Impeller | Uncategorized | Centrifab (Pty) Ltd | 2200 | 0.5 | 1 | 0 | 0 | 2 | 0 | 2 | 4400
630/150/10 SI | Spare Impeller (0630mm 'B' 150A10AR 24mm 090Frame Deg 35 DEG - FM3180) | Uncategorized | Luft Industries Natal (Pty) Ltd | 1766.25 | 0.9 | 1 | 0 | 0 | 3 | 0 | 3 | 5298.75
630/150/5 SI | Spare Impeller | Uncategorized | Luft Industries Natal (Pty) Ltd | 1382.5 | 0.9 | 1 | 0 | 0 | 3 | 0 | 3 | 4147.5
630/250/7SI | Spare Impeller | Uncategorized | Luft Industries Natal (Pty) Ltd | 1837.5 | 0.5 | 1 | 0 | 0 | 2 | 0 | 2 | 3675
630/3/6 | UV 630/3/6 c/w 1.5 kW 6 Pole 380V | Uncategorized | Air Speration | 10527.25 | 1.6 | 6 | 0 | 0 | 14 | 0 | 14 | 147381.5
630HD | 630mm Horizontal Discharge Unit with flange and mesh | Uncategorized | Attenu-Tec HVAC Parts | 1203 | 0.5 | 1 | 0 | 0 | 2 | 0 | 2 | 2406
630MBP05 | 1-0350-240 P05 - 630 Motor Bracket | Uncategorized | Kart Shop TA Ultimate Laser Cutting | 39.82 | 0.5 | 6 | 0 | 0 | 29 | 0 | 29 | 1154.78
630SC | Screen | Uncategorized | Heinmor Wire Products CC | 455 | 0.5 | 1 | 0 | 0 | 2 | 0 | 2 | 910
630WC | Wall Cowl & Screen | Uncategorized | Attenu-Tec HVAC Parts | 1110 | 1.6 | 2 | 0 | 0 | 4 | 0 | 4 | 4440
6M02149B | DDM 10/10 3F 6P 550W | Uncategorized | Regal Beloit Italy S.p.A - Nicotra . | 5313.2 | 0.9 | 3 | 0 | 0 | 9 | 0 | 9 | 47818.8
6N02R9 | DDM 9/9 - 6N02R9 - 550W 4P 220V-1Ph | Uncategorized |  |  | 0.5 | 2 | 0 | 0 | 10 | 0 | 10 | 0
6N02XF | DDM 10/10 E6G2503 1F 4P 1V | Uncategorized | Regal Beloit Italy S.p.A - Nicotra . | 3763.11 | 0.9 | 9 | 0 | 0 | 29 | 0 | 29 | 109130.19
6X4 HOT RUBBER CBK | 6X4 HOT RUBBER CBK | Uncategorized | ABNER ELECTRICAL WHOLESALERS (PTY) LTD | 92.5 | 0.5 | 5 | 0 | 0 | 25 | 0 | 25 | 2312.5
6mmEW | End Washer - 43mm OD and 6mm ID - Plated | Uncategorized | Mafilisti Trading and Projects (Pty) Ltd | 14 | 0.5 | 8 | 0 | 0 | 40 | 0 | 40 | 560
7.52FM | 7.5KW 2P 400V FOOT | Uncategorized | ACTOM | 5648 | 1.7 | 2 | 0 | 0 | 4 | 0 | 4 | 22592
7.543FM | 7.5kW 4P 400V B3 Alum QL3 Foot Mount | Uncategorized | ACTOM | 5973 | 1.4 | 1 | 0 | 0 | 3 | 0 | 3 | 17919
7.5kW | 4Pole 380V IE1 B3 Cast Iron Foot Mount | Uncategorized | ACTOM | 6176 | 0.7 | 1 | 0 | 0 | 3 | 0 | 3 | 18528
71 FR 13.8 | 71 Motor frame - 13.8 mm OD spacer | Uncategorized | Hulmak Engineering cc | 30 | 0.5 | 8 | 0 | 0 | 42 | 0 | 42 | 1260
710 B | Blades | Uncategorized | Centrifab (Pty) Ltd | 310 | 0.5 | 40 | 0 | 0 | 200 | 0 | 200 | 62000
710 SI | Spare Impeller | Uncategorized | Luft Industries Natal (Pty) Ltd | 2681.25 | 0.7 | 1 | 0 | 0 | 5 | 0 | 5 | 13406.25
710/150/10 SI | Spare Impeller (710mm 'B' 150A10AR 28mm 100Frame 37 DEG - FM3173 | Uncategorized | Luft Industries Natal (Pty) Ltd | 1522.65 | 0.8 | 4 | 0 | 0 | 14 | 0 | 14 | 21317.1
710MBP06 | 1-0350-240 P06 - 710 Motor Bracket | Uncategorized | Intervent-Universal (Pty) Ltd | 47.37 | 0.5 | 4 | 0 | 0 | 21 | 0 | 21 | 994.77
710SC | Side Screen | Uncategorized | Heinmor Wire Products CC | 546.5 | 0.5 | 1 | 0 | 0 | 4 | 0 | 4 | 2186
710WC | Wall Cowl & Screen | Uncategorized | Attenu-Tec HVAC Parts | 1110 | 1.9 | 11 | 0 | 0 | 23 | 0 | 23 | 25530
71848 | PRA REDUCER STD BRASS 40M - 25F | Uncategorized | Pratley (Pty) Ltd | 112.71 | 0.5 | 2 | 0 | 0 | 10 | 0 | 10 | 1127.1
73-18 | YCI607A HELLEMON T : RED HANDLE WIRE STRIPPER | Uncategorized | Atlantic Lighting & Electrical distributors | 238.5 | 0.5 | 1 | 0 | 0 | 2 | 0 | 2 | 477
73-191 | HYAC5 CRIMP TOOL B : BOOTLACE CRIMPER | Uncategorized | Atlantic Lighting & Electrical distributors | 973.32 | 0.5 | 1 | 0 | 0 | 2 | 0 | 2 | 1946.64
734SSC | 734 Special Screen - Hot Dip Galvinised | Uncategorized | Heinmor Wire Products CC | 541 | 0.5 | 1 | 0 | 0 | 2 | 0 | 2 | 1082
762Assembly | 762 Assembly, and Miscellaneous | Uncategorized |  |  | 0.5 | 1 | 0 | 0 | 5 | 0 | 5 | 0
762Flame | 762 Flameproof Track | Uncategorized |  |  | 0.5 | 1 | 0 | 0 | 5 | 0 | 5 | 0
762Grille | 762 Grille | Uncategorized |  |  | 0.5 | 2 | 0 | 0 | 10 | 0 | 10 | 0
762IMP | 762 Impeller | Uncategorized |  |  | 0.5 | 1 | 0 | 0 | 5 | 0 | 5 | 0
762Silenced- Motor | 762 Silenced Motor Barrel | Uncategorized |  |  | 0.5 | 1 | 0 | 0 | 5 | 0 | 5 | 0
762Silenced-Stator | 762 Silenced Stator Barrel c/w Stator | Uncategorized |  |  | 0.5 | 1 | 0 | 0 | 5 | 0 | 5 | 0
7mmEW | End Washer - 43mm OD and 7mm ID - Plated | Uncategorized | Mafilisti Trading and Projects (Pty) Ltd | 14 | 0.5 | 7 | 0 | 0 | 35 | 0 | 35 | 490
8-188 | CABTYRE - 4MM X 4C CABTYRE CUT PE | Uncategorized | Alpha Electrical | 80 | 0.5 | 5 | 0 | 0 | 25 | 0 | 25 | 2000
80 FR 18.8 | 80 Motor Frame - 18.8 mm OD Spacer | Uncategorized | Hulmak Engineering cc | 30 | 0.5 | 7 | 0 | 0 | 35 | 0 | 35 | 1050
800/150/10 SI | Spare Impeller (800mm 'B' 150A10AR 28mm 100Frame 27 DEG - FM3176) | Uncategorized | Luft Industries Natal (Pty) Ltd | 1901.25 | 0.9 | 1 | 0 | 0 | 3 | 0 | 3 | 5703.75
8005LSW03000300 | Grille LS 0300x0300 White for fans 200-250-300 | Uncategorized | Luft Industries Natal (Pty) Ltd | 607.14 | 0.9 | 2 | 0 | 0 | 6 | 0 | 6 | 3642.84
800IC | Inlet Cone | Uncategorized | Attenu-Tec HVAC Parts | 1014 | 0.5 | 2 | 0 | 0 | 10 | 0 | 10 | 10140
800IMP | Spare Impeller | Uncategorized | Phoenix Fans & Engineering |  | 0.7 | 1 | 0 | 0 | 3 | 0 | 3 | 0
800MBP07 | 1-0350-240 P07 - 800 Motor Bracket | Uncategorized | Kart Shop TA Ultimate Laser Cutting | 28.72 | 0.5 | 3 | 0 | 0 | 15 | 0 | 15 | 430.8
800S | 800mm dia Fan Guard - Hot Dip Galvanised | Uncategorized | Heinmor Wire Products CC | 686.4 | 0.5 | 2 | 0 | 0 | 8 | 0 | 8 | 5491.2
800SC | Screen | Uncategorized | Systemair (Pty) Ltd | 1092.5 | 0.5 | 3 | 0 | 0 | 15 | 0 | 15 | 16387.5
800WC | 800 Wall Cowl Galvanized | Uncategorized | Attenu-Tec HVAC Parts | 1598 | 0.5 | 1 | 0 | 0 | 5 | 0 | 5 | 7990
8220000263 | 8UFAFCAP - Capacitor | Uncategorized | Ebmpapst | 50.22 | 0.5 | 6 | 0 | 0 | 30 | 0 | 30 | 1506.6
85X3SPA | PULLEY FRICTION BELT V-WEDGE 3 GROOVE SPA 1210 TAPER 85MM FENNER | Uncategorized | Bearing Man Group | 174.26 | 0.5 | 1 | 0 | 0 | 5 | 0 | 5 | 871.3
9.243PM | 9.2kW 4P 380V Pad Mount Motor | Uncategorized | ACTOM | 7076 | 1.9 | 2 | 0 | 0 | 4 | 0 | 4 | 28304
90 FR 23.8 | 90 Motor Frame - 23.8 mm OD Spacer | Uncategorized | Hulmak Engineering cc | 30 | 0.5 | 12 | 0 | 0 | 62 | 0 | 62 | 1860
9000007 | EXTENDED WARRANTY | Uncategorized | SODECA | 1482.96 | 2.2 | 2 | 0 | 0 | 4 | 0 | 4 | 5931.84
900Impeller | Majax-2 900.32.E.8 Spare Impeller | Uncategorized | Air Speration | 2911.14 | 0.5 | 1 | 0 | 0 | 2 | 0 | 2 | 5822.28
900MBP08 | 1-0350-240 P08 - 900 Motor Bracket | Uncategorized | Kart Shop TA Ultimate Laser Cutting | 43.84 | 0.5 | 1 | 0 | 0 | 5 | 0 | 5 | 219.2
900SC | Screen | Uncategorized | Centrifab (Pty) Ltd | 1002.78 | 1.4 | 1 | 0 | 0 | 3 | 0 | 3 | 3008.34
90X2SPZ | Pulley Friction Belt V-wedge 2 Groo | Uncategorized | Bearing Man Group | 134.3 | 0.5 | 2 | 0 | 0 | 10 | 0 | 10 | 1343
90X3SPA | PULLEY FRICTION BELT V-WEDGE 3 GROOVE SPA 1610 TAPER 90MM FENNER | Uncategorized | Bearing Man Group | 186.29 | 0.5 | 1 | 0 | 0 | 5 | 0 | 5 | 931.45
950x600x1200 | 950 x 600 x 1200mm Silencer | Uncategorized |  |  | 0.5 | 1 | 0 | 0 | 2 | 0 | 2 | 0
95X3SPA | PULLEY FRICTION BELT V-WEDGE 3 GROOVE SPA 1610 TAPER 95MM FENNER | Uncategorized | Bearing Man Group | 223.66 | 0.5 | 1 | 0 | 0 | 2 | 0 | 2 | 447.32
97-32 | PG-16 GLANDS : PG16 POLYMER CABLE GLAND GREY | Uncategorized | Atlantic Lighting & Electrical distributors | 5.42 | 0.5 | 38 | 0 | 0 | 188 | 0 | 188 | 1018.96
99050-EMB-20-R40 | EMBROIDERY R40 R40 | Uncategorized | Workwear Depot (Pty)Ltd | 34.78 | 0.5 | 7 | 0 | 0 | 35 | 0 | 35 | 1217.3
A) | LDP/400/6/15/B/19mm - 0.75kW 2P | Uncategorized | CFW Fans (Pty) Ltd | 1308 | 0.8 | 2 | 0 | 0 | 8 | 0 | 8 | 10464
A/01 | Volume Control Damper & Quad 100mm | Uncategorized |  |  | 0.5 | 12 | 0 | 0 | 60 | 0 | 60 | 0
A/02 | Fire Damper c/w Link & Quad 100mm | Uncategorized |  |  | 0.5 | 12 | 0 | 0 | 58 | 0 | 58 | 0
ADF-PVT30 | PVT 30 | Uncategorized | AF Fans CC | 2560 | 0.5 | 1 | 0 | 0 | 2 | 0 | 2 | 5120
ADF-PVT30-DUCT | Spiral Flex PVC ducting, 5m Length, 300mm Diameter | Uncategorized | AF Fans CC | 960 | 0.5 | 1 | 0 | 0 | 5 | 0 | 5 | 4800
ADRA- | RA 1200(W)*600(H) NS PCW | Uncategorized | Advantage Air Africa Pty Ltd | 183.23 | 0.5 | 100 | 0 | 0 | 500 | 0 | 500 | 91615
ADSD | SINGLE DEFLECTION GRILLE 625(W)*625(H) OVER FLANGE NATURAL | Uncategorized | Advantage Air Africa Pty Ltd | 776.58 | 0.5 | 2 | 0 | 0 | 12 | 0 | 12 | 9318.96
ADWL. | WEATHER LOUVRE 520(W)*520(H) OPENING SIZE NATURALLY ANOD | Uncategorized | Advantage Air Africa Pty Ltd | 785.66 | 0.5 | 4 | 0 | 0 | 18 | 0 | 18 | 14141.88
AF4.0X4+EWHSL | ALFIX 4.0MM2 4 CORE+E S/LENGHT | Uncategorized | Alvern Cables (Pty) Ltd | 47.06 | 0.5 | 50 | 0 | 0 | 250 | 0 | 250 | 11765
AT | 3001 ALU FOIL TAPE 48mm X 50m (30 micron) | Uncategorized | Advantage Air Africa Pty Ltd | 80.5 | 0.5 | 2 | 0 | 0 | 8 | 0 | 8 | 644
ATT/01 | Attenuator 200x600mm | Uncategorized |  | 813.27 | 0.5 | 1 | 0 | 0 | 5 | 0 | 5 | 4066.35
AVMs- | Anti-Vibration Rubber Mounts | Uncategorized | Seal 'N Devices (Pty) Ltd | 53.46 | 0.5 | 14 | 0 | 0 | 72 | 0 | 72 | 3849.12
AWSL/1/ 600X600)P/0/P1/ | 600 X 600 | Uncategorized | TROX South Africa (Pty) Ltd | 2479 | 0.8 | 1 | 0 | 0 | 3 | 0 | 3 | 7437
Accounting | Subscription (Accounting) | Uncategorized | Sage South Africa (Pty) Ltd | 7252.17 | 0.5 | 1 | 0 | 0 | 2 | 0 | 2 | 14504.34
Additional Costs | Material Cutting Cost | Uncategorized |  |  | 0.5 | 3 | 0 | 0 | 15 | 0 | 15 | 0
Airfreight | - Dar Es Salaam | Uncategorized | Kayites |  | 0.6 | 1 | 0 | 0 | 3 | 0 | 3 | 0
Airmax PB | Airmax Poles & Brackets | Uncategorized | Mafilisti Trading and Projects (Pty) Ltd | 112 | 0.6 | 60 | 0 | 0 | 260 | 0 | 260 | 29120
Airmax-2.650.W. | Airmax-2.650.W - Wall Fan - 187 Watts - 230/1/50 - Twin Blade - Black (Pull Cord) | Uncategorized |  |  | 0.5 | 1 | 0 | 0 | 4 | 0 | 4 | 0
Assembly | Building Casing & Impeller | Uncategorized |  |  | 0.5 | 1 | 0 | 0 | 2 | 0 | 2 | 0
B) | LDP/315/6/10/B/14mm - 0.55kW 2P | Uncategorized | CFW Fans (Pty) Ltd | 29.97 | 0.6 | 7 | 0 | 0 | 29 | 0 | 29 | 869.13
B-124-FAN1 | HTMV-125-4T/9-40 400/690V.IE3 -60Hz - Roof Top Exhaust Fan | Uncategorized |  |  | 0.5 | 2 | 0 | 0 | 10 | 0 | 10 | 0
B-135-FAN1 | TORRETTE TR-A 450 T4 2.2KW ATEX Zone 1 - Explosion Proof Roof Top Centrifugal Exhaust Fan | Uncategorized |  |  | 0.5 | 2 | 0 | 0 | 10 | 0 | 10 | 0
B-135-FAN2 | TORRETTE TR-A 500 T4 3KW ATEX Zone 1 - Explosion Proof Roof Top Centrifugal Exhaust Fan | Uncategorized |  |  | 0.5 | 1 | 0 | 0 | 2 | 0 | 2 | 0
B-135-FAN3 | TORRETTE TR-A 400 T4 1.1KW ATEX Zone 1 - Explosion Proof Roof Top Centrifugal Exhaust Fan | Uncategorized |  |  | 0.5 | 1 | 0 | 0 | 5 | 0 | 5 | 0
B-135-FAN4 | TORRETTE TRK-AR 500 T4 3KW - Roof Top Centrifugal Exhaust Fan | Uncategorized |  |  | 0.5 | 1 | 0 | 0 | 2 | 0 | 2 | 0
B-135-FAN5 | TORRETTE TR-A 500 T4 3KW ATEX Zone 1 - Explosion Proof Roof Top Centrifugal Exhaust Fan | Uncategorized |  |  | 0.5 | 1 | 0 | 0 | 5 | 0 | 5 | 0
B-135-FAN6 | VORTICENT CMS 35/14 T4 4KW - Wall Mountex Centrifugal Exhaust Fan | Uncategorized |  |  | 0.5 | 1 | 0 | 0 | 2 | 0 | 2 | 0
B-135-FAN7 | VORTICENT CMS 25/10 T4 0.75KW - Wall Mounted Centrifugal Exhaust Fan | Uncategorized |  |  | 0.5 | 1 | 0 | 0 | 2 | 0 | 2 | 0
B-135-FAN8 | ENKEL QBK 190 EC - Cassette Type Exhaust Fan | Uncategorized |  |  | 0.5 | 1 | 0 | 0 | 2 | 0 | 2 | 0
B-91-FAN1 | TORRETTE TR-A 710 T6 4KW ATEX Zone 1 - Explosion Proof Roof Top Centrifugal Exhaust Fan | Uncategorized |  |  | 0.5 | 1 | 0 | 0 | 2 | 0 | 2 | 0
B-91-FAN2 | HC-63-4T/H/ATEX/2G Ex db 230/400V - 60Hz - Explosion Proof Wall Mounted Centrifugal Exhaust Fan | Uncategorized |  |  | 0.5 | 1 | 0 | 0 | 5 | 0 | 5 | 0
B-91-FAN3 | TORRETTE TR-A 500 T4 3KW ATEX Zone 1 - Explosion Proof Roof Top Exhaust Fan | Uncategorized |  |  | 0.5 | 1 | 0 | 0 | 5 | 0 | 5 | 0
B-91-FAN4 | HTMV-90-4T-7.5/ATEX/2G Ex db 400/690V - Explosion Proof Roof Top Exhaust Fan | Uncategorized |  |  | 0.5 | 1 | 0 | 0 | 2 | 0 | 2 | 0
B-91-FAN5 | TORRETTE TRS 310 EC - Roof Top Exhaust Fan | Uncategorized |  |  | 0.5 | 1 | 0 | 0 | 2 | 0 | 2 | 0
B-91-FAN6 | TORRETTE TRS 250 EC - Roof Top Exhaust Fan | Uncategorized |  |  | 0.5 | 1 | 0 | 0 | 2 | 0 | 2 | 0
B-91-FAN7 | Lineo 200 - Inline Exhaust Fan | Uncategorized | Luck and King | 490 | 0.5 | 1 | 0 | 0 | 2 | 0 | 2 | 980
B/01 | Volume Control Damper & Quad 150mm | Uncategorized |  |  | 0.5 | 4 | 0 | 0 | 22 | 0 | 22 | 0
B/02 | Fire Damper c/w Link & Quad 150mm | Uncategorized |  |  | 0.5 | 3 | 0 | 0 | 15 | 0 | 15 | 0
B3 | IA Certification (Imported Equipment). Document Review and IA Certification Transfer Based on ATEX | Uncategorized | MEGATON SYSTEMS (PTY) LTD. T/A MTEX LABORATORIES | 3473.5 | 0.5 | 1 | 0 | 0 | 2 | 0 | 2 | 6947
BBC19X10/14T | BANDSAW BIMETAL M42 19x10/14T (2.480x1) | Uncategorized | SPARES 2000 CC t/a SHARP-RITE | 210 | 0.5 | 1 | 0 | 0 | 2 | 0 | 2 | 420
BBC19X10/14T-2 | BANDSAW BIMETAL M42 19x10/14T (3.050x1) | Uncategorized | SPARES 2000 CC t/a SHARP-RITE | 210 | 0.8 | 3 | 0 | 0 | 10 | 0 | 10 | 2100
BBF19X10/14DOM | BANDSAW BIMETAL M42 19x10/14T (2.480x1) | Uncategorized | SPARES 2000 CC t/a SHARP-RITE | 210 | 0.5 | 2 | 0 | 0 | 12 | 0 | 12 | 2520
BBF27X8/12T | BANDSAW BIMETAL M42 8/12T (2.480X1) | Uncategorized | SPARES 2000 CC t/a SHARP-RITE | 219.14 | 0.8 | 2 | 0 | 0 | 7 | 0 | 7 | 1533.98
BCC 15 | BCC 15/0.75kW arrangement 1A class 2 c/w 4kW 4Pole 525v fan Spped 3057rpm | Uncategorized |  |  | 0.5 | 1 | 0 | 0 | 2 | 0 | 2 | 0
BCC 21/01 Class1 (2A) Belt Driven | c/w 5.5 kW 4 Pole 380V (IP66) | Uncategorized | CFW Fans (Pty) Ltd | 43708 | 0.7 | 1 | 0 | 0 | 3 | 0 | 3 | 131124
BCC 39 | BCC 39/0.99 SISW c/w 75Kw 4P 400V Motor | Uncategorized | CFW Fans (Pty) Ltd | 212333 | 0.6 | 1 | 0 | 0 | 3 | 0 | 3 | 636999
BCC-2 500/1.0 | 4A c/w 7.5 kW 4 Pole 380V | Uncategorized | Centrifab (Pty) Ltd | 31900 | 0.5 | 1 | 0 | 0 | 5 | 0 | 5 | 159500
BCC15-J61923 | BCC 15/0.75 CL2 Ar 1A c/w 4.0kw 4P 525V - J61923 | Uncategorized | Centrifab (Pty) Ltd | 53900 | 0.7 | 1 | 0 | 0 | 3 | 0 | 3 | 161700
BDB-280 CM | BCC DIDW CENTRIFUGAL FAN | Uncategorized | Air Movement Supplies | 6267 | 0.9 | 1 | 0 | 0 | 3 | 0 | 3 | 18801
BF50L1.51HS | Box fan 1250mm LOUV 220v 01.50kW S/S | Uncategorized | Luft Industries Natal (Pty) Ltd | 3636.07 | 0.5 | 4 | 0 | 0 | 18 | 0 | 18 | 65449.26
BP01 | PLASTIC BUCKLES 12MM - (1000) | Uncategorized | Advantage Air Africa Pty Ltd | 230.1 | 0.5 | 1 | 0 | 0 | 2 | 0 | 2 | 460.2
Balance Impeller | Impeller Balancing 2.5kg 4p | Uncategorized | ISO BALANCING | 643.45 | 0.5 | 2 | 0 | 0 | 9 | 0 | 9 | 5791.05
Bellax 630 | Bellax 630 20.D 8- c/w1.5kw 4P 220V | Uncategorized | Centrifab (Pty) Ltd | 7868 | 0.6 | 1 | 0 | 0 | 3 | 0 | 3 | 23604
Bellax 800 | Bellax 800 32-E-8 c/w 1.5kW 6Pole Motor | Uncategorized | Centrifab (Pty) Ltd | 16392 | 1.2 | 1 | 0 | 0 | 3 | 0 | 3 | 49176
Bellax500 | Bellax 500 - 20 - C - 8 c/w 2,2KW 2P 220V | Uncategorized | Air Speration | 8453.75 | 0.5 | 1 | 0 | 0 | 2 | 0 | 2 | 16907.5
Bend System | MULTI BEND SYSTEM 50 R | Uncategorized | Strongman Metal Tools CC | 9999 | 0.5 | 1 | 0 | 0 | 2 | 0 | 2 | 19998
C400x400 | Casing Size 400diamx400 | Uncategorized | GALVAGLOW (PTY) LTD | 225.64 | 0.5 | 1 | 0 | 0 | 2 | 0 | 2 | 451.28
C4324 | 2.0MX1.5MX3.MM KLINGERSIL C4324 | Uncategorized | Klinger Mzansi (Pty) Ltd | 2195.15 | 0.5 | 1 | 0 | 0 | 2 | 0 | 2 | 4390.3
C500x400 | Casing Size 500diamx400 | Uncategorized | GALVAGLOW (PTY) LTD | 124.5 | 0.5 | 1 | 0 | 0 | 2 | 0 | 2 | 249
C560x500 | Casing size 560diamx500 | Uncategorized | CFW Fans (Pty) Ltd | 1792 | 1.2 | 1 | 0 | 0 | 3 | 0 | 3 | 5376
C800x500 | Casing Size 800diamx500 | Uncategorized | CFW Fans (Pty) Ltd | 1095 | 0.6 | 1 | 0 | 0 | 3 | 0 | 3 | 3285
CA/Line/EC | 31 50/60HZ | Uncategorized |  |  | 0.5 | 1 | 0 | 0 | 2 | 0 | 2 | 0
CANCOLSPIG150 | CANCOLLAR SPIGOT 150 DIA | Uncategorized | Advantage Air Africa Pty Ltd | 111.3 | 0.5 | 100 | 0 | 0 | 500 | 0 | 500 | 55650
CCTV | Camera Replacement | Uncategorized | AXEGROUP | 1750 | 0.5 | 1 | 0 | 0 | 2 | 0 | 2 | 3500
CE 250 | CE 250 | Uncategorized | Luft Industries Natal (Pty) Ltd |  | 0.5 | 2 | 0 | 0 | 11 | 0 | 11 | 0
CE200 | CE200 | Uncategorized |  |  | 0.5 | 1 | 0 | 0 | 2 | 0 | 2 | 0
CF/01 | LCF 56 - 1440rpm - 4 Speed 220V | Uncategorized |  |  | 0.5 | 2 | 0 | 0 | 10 | 0 | 10 | 0
CJ77J-DNM12-104-02-M | DENIM WORK JACKET INDIGO M | Uncategorized | Workwear Depot (Pty)Ltd | 406.11 | 0.5 | 1 | 0 | 0 | 5 | 0 | 5 | 2030.55
CJ77J-DNM12-104-03-L | DENIM WORK JACKET INDIGO L | Uncategorized | Workwear Depot (Pty)Ltd | 406.11 | 0.5 | 1 | 0 | 0 | 5 | 0 | 5 | 2030.55
CJ77J-NAVBOT-101-01-S | VERSATEX TWO-TONE WORK JACKET NAVY/BOTTLE S | Uncategorized | Workwear Depot (Pty)Ltd | 303.48 | 0.5 | 1 | 0 | 0 | 2 | 0 | 2 | 606.96
CJ77J-NAVBOT-101-02-M | VERSATEX TWO-TONE WORK JACKET NAVY/BOTTLE M | Uncategorized | Workwear Depot (Pty)Ltd | 303.48 | 0.5 | 1 | 0 | 0 | 2 | 0 | 2 | 606.96
CJ77J-NAVBOT-101-04-XL | VERSATEX TWO-TONE WORK JACKET NAVY/BOTTLE XL | Uncategorized | Workwear Depot (Pty)Ltd | 303.48 | 0.5 | 1 | 0 | 0 | 5 | 0 | 5 | 1517.4
CLIPS003 | 75mm Galv Filter Clip | Uncategorized | Filtermac Design ( Pty) Ltd | 37 | 0.8 | 51 | 0 | 0 | 179 | 0 | 179 | 6623
CMV400 | CMVpro 400 P4 PPs Casing & impeller RD 90 Fan c/w 5.5kw 4P 380V | Uncategorized | Polimatrix SA (Pty) Ltd | 61919.67 | 0.9 | 1 | 0 | 0 | 3 | 0 | 3 | 185759.01
CN4PC-SS-DAS | Screws & Springs for Combination Set Dasqua | Uncategorized | SPARES 2000 CC t/a SHARP-RITE | 115 | 0.9 | 2 | 0 | 0 | 6 | 0 | 6 | 690
COUNCIL BILLINGG | February Council Billing | Uncategorized | Stand 231 Alrode South CC | 1405.09 | 0.5 | 1 | 0 | 0 | 2 | 0 | 2 | 2810.18
CP77P-DESMBO-201-00-28 | VERSATEX WORK TROUSERS BOTTLE 28 | Uncategorized | Workwear Depot (Pty)Ltd | 260 | 0.5 | 1 | 0 | 0 | 2 | 0 | 2 | 520
CP77P-DESMBO-201-00-32 | VERSATEX WORK TROUSERS BOTTLE 32 | Uncategorized | Workwear Depot (Pty)Ltd | 260 | 0.5 | 1 | 0 | 0 | 2 | 0 | 2 | 520
CP77P-DESMBO-201-00-44 | VERSATEX WORK TROUSERS BOTTLE 44 | Uncategorized | Workwear Depot (Pty)Ltd | 260 | 0.5 | 1 | 0 | 0 | 5 | 0 | 5 | 1300
CP77P-DNM12-104-00-32 | DENIM WORK TROUSERS INDIGO 32 | Uncategorized | Workwear Depot (Pty)Ltd | 372.2 | 0.5 | 1 | 0 | 0 | 5 | 0 | 5 | 1861
CSH1000x1.5 | Copper Sheet (2000x1000x1.5mm) | Uncategorized | Gold Circle Metals | 11250 | 0.5 | 1 | 0 | 0 | 2 | 0 | 2 | 22500
CT1.50X4BK | CABTYRE 1,5MM2 4 CORE BLACK | Uncategorized | Alvern Cables (Pty) Ltd | 17.45 | 0.5 | 50 | 0 | 0 | 250 | 0 | 250 | 4362.5
CT2.50X4BK | CABTYRE 2,5MM2 4 CORE - BLACK | Uncategorized | Alvern Cables (Pty) Ltd | 27.96 | 0.5 | 50 | 0 | 0 | 250 | 0 | 250 | 6990
CTA/01 | Attenuator 150x600mm | Uncategorized |  |  | 0.5 | 1 | 0 | 0 | 5 | 0 | 5 | 0
CTA/02 | Attenuator 150x600mm | Uncategorized |  |  | 0.5 | 1 | 0 | 0 | 2 | 0 | 2 | 0
CZ315C | Neoprene Clamp 315 | Uncategorized |  |  | 0.5 | 4 | 0 | 0 | 20 | 0 | 20 | 0
Centrifugal Fan | 280 CM BCC DIDW CENTRIFUGAL FAN | Uncategorized |  |  | 0.5 | 1 | 0 | 0 | 2 | 0 | 2 | 0
Company Car | Mahindra 1.2T MX2 A/T | Uncategorized | Egoli Auto (Pty) Ltd t/a Mahindra JHB South | 273229.14 | 0.5 | 1 | 0 | 0 | 5 | 0 | 5 | 1366145.7
Compile | Report | Uncategorized | TDCM Engineering cc | 940.5 | 1.1 | 9 | 0 | 0 | 25 | 0 | 25 | 23512.5
Counter-Flanges | DDM 10/10 | Uncategorized | Attenu-Tec HVAC Parts | 97 | 1.5 | 2 | 0 | 0 | 5 | 0 | 5 | 485
Crates | Wooden crates | Uncategorized | Air Speration | 800 | 1.2 | 7 | 0 | 0 | 19 | 0 | 19 | 15200
D) | Casings - 315mm Casing to Suit Above | Uncategorized | CFW Fans (Pty) Ltd | 95.46 | 0.5 | 1 | 0 | 0 | 4 | 0 | 4 | 381.84
D100000 | UV250/1/6/F | Uncategorized | Centrifab (Pty) Ltd | 3446.25 | 0.5 | 8 | 0 | 0 | 40 | 0 | 40 | 137850
D100073 | CE250BB | Uncategorized |  |  | 0.5 | 1 | 0 | 0 | 4 | 0 | 4 | 0
D10075 | Lineo 125 Kit | Uncategorized |  |  | 0.5 | 2 | 0 | 0 | 8 | 0 | 8 | 0
D4E180 | CA02-02 50/60Hz 230V | Uncategorized | Ebmpapst | 6032.72 | 0.5 | 1 | 0 | 0 | 2 | 0 | 2 | 12065.44
DMP | VCDQK - VC DAMPER WITH QUADRANT KIT 150*150 | Uncategorized | Advantage Air Africa Pty Ltd |  | 0.5 | 65 | 0 | 0 | 325 | 0 | 325 | 0
DRILL BIT | 3MM - Drill bit 3mm HSS | Uncategorized | SPARES 2000 CC t/a SHARP-RITE |  | 0.5 | 22 | 0 | 0 | 108 | 0 | 108 | 0
DTG/01 | DRG 300x150 Mill c/w Powder Coating | Uncategorized |  |  | 0.5 | 3 | 0 | 0 | 15 | 0 | 15 | 0
Delivery | - Delivery | Uncategorized | D3 Express (PTY) Ltd |  | 0.5 | 1 | 0 | 0 | 4 | 0 | 4 | 0
Duct | 10 Meter Spiral Flexible Ducting | Uncategorized | AF Fans CC | 169.4 | 0.5 | 1 | 0 | 0 | 2 | 0 | 2 | 338.8
E) | Brackets - sets motor mounting brackets (threaded rod) | Uncategorized | CFW Fans (Pty) Ltd | 172 | 0.8 | 2 | 0 | 0 | 8 | 0 | 8 | 1376
E01-FAN1 | Torrette TR-A 450 T4 2.2KW ATEX ZONE 1 - Explosion Proof Roof Top Exhaust Fan | Uncategorized |  |  | 0.5 | 1 | 0 | 0 | 5 | 0 | 5 | 0
E01-FAN2 | TORRETTE TR-A 355 T4 0.55KW ATEX Zone 1 - Explosion Proof Roof Top Exhaust Fan | Uncategorized |  |  | 0.5 | 1 | 0 | 0 | 5 | 0 | 5 | 0
E01-FAN3 | ENKEL QBK 190 EC - Cassette Type Exhaust Fan | Uncategorized |  |  | 0.5 | 1 | 0 | 0 | 2 | 0 | 2 | 0
E01-FAN4 | CA 150 MD E RF - Roof Top Exhaust Fan | Uncategorized |  |  | 0.5 | 1 | 0 | 0 | 5 | 0 | 5 | 0
E01-FAN5 | A-E 354 T - Wall Mounted Exhaust Fan | Uncategorized |  |  | 0.5 | 1 | 0 | 0 | 2 | 0 | 2 | 0
E01-FAN6 | A-E 304 T - Wall Mounted Exhaust Fan | Uncategorized |  |  | 0.5 | 1 | 0 | 0 | 2 | 0 | 2 | 0
E1006999 | BD-140 / INOX 316 - Inlet Transition | Uncategorized | SODECA | 793.07 | 2.2 | 4 | 0 | 0 | 8 | 0 | 8 | 6344.56
E1012489 | CMP-514-2T UL/CSA 480V. 60Hz | Uncategorized | SODECA | 14037.31 | 2.2 | 4 | 0 | 0 | 8 | 0 | 8 | 112298.48
E1350433 | HCT/EC-45-2T-2 400V. 50/60Hz. IE5 | Uncategorized | SODECA | 20527.39 | 0.9 | 1 | 0 | 0 | 3 | 0 | 3 | 61582.17
EAF 06. | 3040 l/s @ 300Pa (Set 710 Blades to 20 Degree) | Uncategorized |  |  | 0.5 | 1 | 0 | 0 | 2 | 0 | 2 | 0
ECO100220 | Bubble Wrap - 1250mm x 100mm | Uncategorized | Econopak CC | 291.06 | 0.5 | 2 | 0 | 0 | 10 | 0 | 10 | 2910.6
EG/01 | Disc Valve | Uncategorized |  |  | 0.5 | 20 | 0 | 0 | 100 | 0 | 100 | 0
EG/02 | 4 way Ceiling Diffuser | Uncategorized |  |  | 0.5 | 1 | 0 | 0 | 2 | 0 | 2 | 0
EML2303033 | 5.5kw 4P 400V/690V B3T 132S IE1 Motor | Uncategorized | WEG South Africa | 4555.65 | 0.7 | 1 | 0 | 0 | 3 | 0 | 3 | 13666.95
EUA1152MM | Eurotherm A1 152mm - 10M | Uncategorized | HVAC DISTRIBUTORS (PTY) LTD | 305 | 0.5 | 12 | 0 | 0 | 60 | 0 | 60 | 18300
EVC-JH168 | Evaporative Air Cooler: 220V, 380W, 3 Speed, 8000m3/hr, 80Pa | Uncategorized | AF Fans CC | 9480 | 0.5 | 2 | 0 | 0 | 10 | 0 | 10 | 94800
EVM100 | 100MM METAL EXTRACT VALVE | Uncategorized | Advantage Air Africa Pty Ltd | 75.6 | 1.6 | 29 | 0 | 0 | 65 | 0 | 65 | 4914
F) | Brackets - set motor mounting bracket (threaded rod) | Uncategorized | CFW Fans (Pty) Ltd | 172 | 0.8 | 1 | 0 | 0 | 3 | 0 | 3 | 516
FAN QCP | Data Book | Uncategorized |  |  | 0.5 | 1 | 0 | 0 | 2 | 0 | 2 | 0
FB | Filter box, wall sleeve and flashing | Uncategorized | Intervent-Universal (Pty) Ltd | 785 | 0.9 | 3 | 0 | 0 | 9 | 0 | 9 | 7065
FBar-50x8mm-6M | Flat Bar CQ 50x8mm 6M | Uncategorized | NJR STEEL - ALRODE (PTY) LTD | 276.43 | 0.5 | 1 | 0 | 0 | 5 | 0 | 5 | 1382.15
FILTERSS | RIGID POC FILTERS | Uncategorized |  |  | 0.5 | 1 | 0 | 0 | 2 | 0 | 2 | 0
FM | 004 - 2940 rpm SANS 60079-15 | Uncategorized | Rhenus Logistics (Pty) Ltd |  | 1 | 5 | 0 | 0 | 15 | 0 | 15 | 0
FM- 003 | 7.5kW Stator Rewind to 525V | Uncategorized | Luck and King | 5122.46 | 1.6 | 3 | 0 | 0 | 7 | 0 | 7 | 35857.22
FR500A-4T-4.0G/5.5P-H | 4.0KW 380V 9.5A | Uncategorized | Drive Dynamics (Pty) Ltd | 4900 | 0.5 | 1 | 0 | 0 | 2 | 0 | 2 | 9800
FRK-25 | DUCT WRAP 10m X 1200 X 25 X 23 FRK (silver) | Uncategorized | Advantage Air Africa Pty Ltd | 645 | 0.5 | 2 | 0 | 0 | 8 | 0 | 8 | 5160
FS C.25A | Fan Speed Controller | Uncategorized |  |  | 0.5 | 2 | 0 | 0 | 11 | 0 | 11 | 0
FT8003004 | Fumax 800.32.E.8.300.4.3 c/w 3 kW 4 Pole 380V | Uncategorized | Centrifab (Pty) Ltd | 22673.9 | 0.9 | 1 | 0 | 0 | 3 | 0 | 3 | 68021.7
FUMAX105X105 | UV print onto alu plates (105mm x105mm) block cut | Uncategorized | HC Soekoe CC | 8.04 | 0.5 | 25 | 0 | 0 | 125 | 0 | 125 | 1005
FUMAX40X65 | UV print onto alu plates (40mm x65mm) block cut | Uncategorized | HC Soekoe CC | 4.77 | 0.5 | 25 | 0 | 0 | 125 | 0 | 125 | 596.25
Fan Screen | 500mm Dia | Uncategorized |  |  | 0.5 | 1 | 0 | 0 | 2 | 0 | 2 | 0
Fan Testing | Service Engineer x1 | Uncategorized | TDCM Engineering cc | 940.5 | 1.1 | 9 | 0 | 0 | 25 | 0 | 25 | 23512.5
Fumax 1000.32.F.8.1100.4.3 | c/w 11 kW 4 Pole 380 V Motor | Uncategorized |  |  | 0.5 | 5 | 0 | 0 | 25 | 0 | 25 | 0
Fumax 1000.32.F.8.1850.4.3 | c/w 18.5 kW 4 Pole 400 V Motor | Uncategorized | Air Speration | 48642 | 1.5 | 2 | 0 | 0 | 4 | 0 | 4 | 194568
Fumax 10007504 | 1000 32.F.8 c/w 7.5kW 4 Pole 380V | Uncategorized | Centrifab (Pty) Ltd | 26270 | 1.2 | 10 | 0 | 4 | 26 | 0 | 22 | 577940
Fumax 560 | Fumax 560.20.D.8 C/W 3KW 2P 380V | Uncategorized | Centrifab (Pty) Ltd | 14394 | 1.1 | 1 | 0 | 0 | 3 | 0 | 3 | 43182
Fumax 630 | Fumax 630 | Uncategorized | Centrifab (Pty) Ltd | 9248 | 0.8 | 1 | 0 | 0 | 4 | 0 | 4 | 36992
Fumax 710.20.D.8.0220.4.3 | c/w 2.2 kW 4 Pole 380 V Motor | Uncategorized | Centrifab (Pty) Ltd | 12391 | 1.7 | 2 | 0 | 0 | 4 | 0 | 4 | 49564
Fumax 800.32.E.8.0400.4.3 | c/w 4 kW 4 Pole 380 V Motor | Uncategorized | Centrifab (Pty) Ltd | 21973 | 1.3 | 1 | 0 | 0 | 3 | 0 | 3 | 65919
Fumax 8004004 | 800 32.F.8 c/w 4 kW 4 Pole 380V | Uncategorized | Centrifab (Pty) Ltd | 17220 | 1.8 | 7 | 0 | 0 | 15 | 0 | 15 | 258300
Fumax 900.20.E.8.0550.4.3 | c/w 5.5 kW 4 Pole 380 V | Uncategorized | Centrifab (Pty) Ltd | 21973 | 1.2 | 8 | 0 | 0 | 22 | 0 | 22 | 483406
Fumax 900.20.E.8.0750.4.3 | c/w 7.7 kW 4 Pole 380 V Motor | Uncategorized | Centrifab (Pty) Ltd | 21973 | 1.1 | 6 | 0 | 0 | 16 | 0 | 16 | 351568
Fumax400 | Fumax 4000.15.B.4 C/W 1.5KW 2P 380V | Uncategorized | Centrifab (Pty) Ltd | 9462.96 | 1.7 | 8 | 0 | 0 | 18 | 0 | 18 | 170333.28
G023 | GLOVES 2.5 GREEN WRIST | Uncategorized | INTROWELD CC | 48 | 0.5 | 2 | 0 | 0 | 10 | 0 | 10 | 480
G2E180EH0301 | 220V SI Centrifugal Fan | Uncategorized | Ebmpapst | 5110.49 | 0.5 | 6 | 0 | 0 | 30 | 0 | 30 | 153314.7
GALV-TERMINAL CAP | TERMINAL CAP | Uncategorized | GALVAGLOW (PTY) LTD |  | 0.5 | 16 | 0 | 0 | 80 | 0 | 80 | 0
GALVANISING | Galvanizing General 11 X FAN CASING | Uncategorized | GALVAGLOW (PTY) LTD | 13.02 | 0.5 | 298 | 0 | 0 | 1491 | 0 | 1491 | 19412.82
GAS001 | Rolls Gasketing | Uncategorized | Filtermac Design ( Pty) Ltd | 73 | 0.8 | 3 | 0 | 0 | 11 | 0 | 11 | 803
GL5 | 380V Extraction & Ventilation 380V, 0.55kW 1430rpm 7000m3/hr | Uncategorized | Bluetech Fans (Pty) Ltd | 735 | 1.4 | 3 | 0 | 0 | 7 | 0 | 7 | 5145
GLF12.5 | Box, NO MOTOR | Uncategorized | AF Fans CC | 3280 | 0.5 | 1 | 0 | 0 | 6 | 0 | 6 | 19680
GLF7 | c/w 0.45kW 960RPM 380V Motor | Uncategorized | Bluetech Fans (Pty) Ltd | 1064.25 | 1.1 | 2 | 0 | 0 | 6 | 0 | 6 | 6385.5
GRM300 | Shutter PVC Gravity for 200mmFan S/Frame | Uncategorized | Luft Industries Natal (Pty) Ltd | 450.75 | 0.5 | 1 | 0 | 0 | 5 | 0 | 5 | 2253.75
GRM535 | Shutter PVC Gravity for 400mmFan S/Frame | Uncategorized | Luft Industries Natal (Pty) Ltd | 708 | 0.5 | 1 | 0 | 0 | 4 | 0 | 4 | 2832
H20102 | WEATHER SEAL 6mm*25mm*5mt BLACK FOAM | Uncategorized | Securadeal | 29.87 | 0.5 | 4 | 0 | 0 | 20 | 0 | 20 | 597.4
HANDLING FEE. | GOODS RETURNED HANDLING FEE - CHARGED AT 15% | Uncategorized |  | 2672.7 | 0.5 | 3 | 0 | 0 | 14 | 0 | 14 | 37417.8
HCT/EC | 45-2T-2 400V 50/60HZ IE5 | Uncategorized |  |  | 0.5 | 1 | 0 | 0 | 2 | 0 | 2 | 0
HDA 9/9 | Crop to 959mm - 42mm Bore | Uncategorized | CFW Fans (Pty) Ltd | 7022 | 0.6 | 1 | 0 | 0 | 5 | 0 | 5 | 35110
HDA1250 | HDA 1250 , 9Bladed , axial flow impeller | Uncategorized | CFW Fans (Pty) Ltd | 7532.2 | 0.5 | 1 | 0 | 0 | 2 | 0 | 2 | 15064.4
HEP.25.2TH | HEP.25.2T/H | Uncategorized | SODECA | 3171.49 | 2.4 | 5 | 0 | 0 | 9 | 0 | 9 | 28543.41
HF002 | Galvanised Holding Frame 610x610x55 | Uncategorized | Filtermac Design ( Pty) Ltd | 198 | 0.8 | 13 | 0 | 0 | 45 | 0 | 45 | 8910
HIGH H | HIGH HEAT 5LT SILVER | Uncategorized | MG AUTO PAINT (PTY) LTD | 347.83 | 0.5 | 1 | 0 | 0 | 2 | 0 | 2 | 695.66
HJBM-Plus | 50-T-4 c/w 0.55KW 1400rpm 380V | Uncategorized |  |  | 0.5 | 1 | 0 | 0 | 2 | 0 | 2 | 0
HJBM.PLUS.45.T4 | 0.55kw | Uncategorized | Vortice Elettrosociali SpA | 6153.01 | 0.5 | 1 | 0 | 0 | 2 | 0 | 2 | 12306.02
HPLV710152 | HPLV 710/1.0 SISW Ar 6A c/w 15Kw 2P 400V | Uncategorized | Centrifab (Pty) Ltd | 28000 | 1.9 | 6 | 0 | 0 | 12 | 0 | 12 | 336000
HV 12.5 | HV1250 c/w 1.1Kw 450 rpm 380V | Uncategorized | AF Fans CC | 6515.6 | 0.5 | 1 | 0 | 0 | 4 | 0 | 4 | 26062.4
HV-7 | HV 7 c/w 0.45kW 6Pole | Uncategorized | AF Fans CC | 3799.6 | 0.5 | 1 | 0 | 0 | 2 | 0 | 2 | 7599.2
HV5380V | HV5 c/w 0.55kw 380V | Uncategorized | Bluetech Fans (Pty) Ltd | 5395.5 | 0.5 | 1 | 0 | 0 | 2 | 0 | 2 | 10791
HV7T | HV 7 c/w 0.45kw 6P 380v | Uncategorized | AF Fans CC | 3799.6 | 0.5 | 1 | 0 | 0 | 2 | 0 | 2 | 7599.2
HV9.5 Fan | HV 9.5 - 220V 0.55KW | Uncategorized | Luft Industries Natal (Pty) Ltd | 6021 | 0.6 | 1 | 0 | 0 | 3 | 0 | 3 | 18063
HVF | 105L-6 | Uncategorized | AF Fans CC |  | 0.5 | 1 | 0 | 0 | 2 | 0 | 2 | 0
HVJ2 | HVJ2 | Uncategorized |  |  | 0.5 | 3 | 0 | 0 | 15 | 0 | 15 | 0
HVMotor 380V | HV 1250 - 380V Motor | Uncategorized | Luft Industries Natal (Pty) Ltd | 1447.5 | 0.9 | 4 | 0 | 0 | 14 | 0 | 14 | 20265
HWP100/001 | 500mm Dia Fan Guard 3mm Spiral, 4mm Support, Mild Steel, Uncoated | Uncategorized | Heinmor Wire Products CC | 433.36 | 0.5 | 1 | 0 | 0 | 2 | 0 | 2 | 866.72
HWP100/001- | 800mm Dia Fan Guard | Uncategorized | Heinmor Wire Products CC | 498 | 0.5 | 1 | 0 | 0 | 5 | 0 | 5 | 2490
ID75/180OD | Cooling Spinner - 75mm ID - 180 OD | Uncategorized | Centrifab (Pty) Ltd | 850 | 0.5 | 1 | 0 | 0 | 2 | 0 | 2 | 1700
IM-CF | Light duty Impeller | Uncategorized |  |  | 0.5 | 1 | 0 | 0 | 2 | 0 | 2 | 0
IMP0315B150A05PR14071 | Impeller 0315mm 'B' 150A05PR 14mm 071Frame Deg00 -10 DEG | Uncategorized | Luft Industries Natal (Pty) Ltd | 782.25 | 0.5 | 1 | 0 | 0 | 2 | 0 | 2 | 1564.5
IMP0315B150A10AR14071 | Impeller 0315mm 'B' 150A10AR 14mm 071Frame Deg00 -26 DEG | Uncategorized | Luft Industries Natal (Pty) Ltd | 1571.25 | 0.5 | 1 | 0 | 0 | 5 | 0 | 5 | 7856.25
IMP0315B150A10PR14071 | Impeller 0315mm 'B' 150A10PR 14mm 071Frame Deg00 21 DEG | Uncategorized | Luft Industries Natal (Pty) Ltd | 1164.75 | 0.7 | 1 | 0 | 0 | 3 | 0 | 3 | 3494.25
IMP0400B150A05PR14071 | Impeller 0400mm 'B' 150A05PR 14mm 071Frame Deg00 - 10 DEG | Uncategorized | Luft Industries Natal (Pty) Ltd | 782.25 | 0.5 | 1 | 0 | 0 | 2 | 0 | 2 | 1564.5
IMP0400B150A05PR19080 | Impeller 0400mm 'B' 150A05PR 19mm 080Frame - 23Deg | Uncategorized | Luft Industries Natal (Pty) Ltd | 858.75 | 0.5 | 2 | 0 | 0 | 12 | 0 | 12 | 10305
IMP0400B150A05PR24090 | Impeller 0400mm 'B' 150A05PR 24mm 090Frame - 29Deg | Uncategorized | Luft Industries Natal (Pty) Ltd | 782.25 | 0.5 | 1 | 0 | 0 | 2 | 0 | 2 | 1564.5
IMP0400B150A10PR14071 | Impeller 0400mm 'B' 150A10PR 14mm 071Frame Deg00 19 DEG | Uncategorized | Luft Industries Natal (Pty) Ltd | 1164.75 | 0.7 | 1 | 0 | 0 | 3 | 0 | 3 | 3494.25
IMP0500B150A05AR19080 | Impeller 0500mm 'B' 150A05AR 19mm 080Frame Deg00 - 10 DEG | Uncategorized | Luft Industries Natal (Pty) Ltd | 985.5 | 0.5 | 1 | 0 | 0 | 2 | 0 | 2 | 1971
IMP0500B150A05AR24090 | Impeller 0500mm 'B' 150A05AR 24mm 090Frame Deg00 -14 DEG | Uncategorized | Luft Industries Natal (Pty) Ltd | 985.5 | 0.5 | 1 | 0 | 0 | 2 | 0 | 2 | 1971
IMP0500B150A05PR14071 | Impeller 0500mm 'B' 150A05PR 14mm 071Frame Deg00 -17 DEG | Uncategorized | Luft Industries Natal (Pty) Ltd | 782.25 | 0.5 | 1 | 0 | 0 | 2 | 0 | 2 | 1564.5
IMP0500B150A10AR14071 | Impeller 0500mm 'B' 150A10AR 14mm 071Frame Deg00 -10 DEG | Uncategorized | Luft Industries Natal (Pty) Ltd | 1571.25 | 0.5 | 1 | 0 | 0 | 2 | 0 | 2 | 3142.5
IMP0500B150A10AR19071 | Impeller 0500mm 'B' 150A10AR 19mm 071Frame Deg00 -28 DEG | Uncategorized | Luft Industries Natal (Pty) Ltd | 1361.75 | 0.5 | 1 | 0 | 0 | 2 | 0 | 2 | 2723.5
IMP0500B150A10AR24090 | Impeller 0500mm 'B' 150A10AR 24mm 090Frame Deg16 | Uncategorized | Luft Industries Natal (Pty) Ltd | 1571.25 | 0.7 | 1 | 0 | 0 | 3 | 0 | 3 | 4713.75
IMP0500B150A10AR24090. | Impeller 0500mm 'B' 150A10AR 24mm 090Fram 16deg | Uncategorized | Luft Industries Natal (Pty) Ltd | 1571.25 | 0.5 | 1 | 0 | 0 | 2 | 0 | 2 | 3142.5
IMP0500B150A10AR28100 | Impeller 0500mm 'B' 150A10AR 28mm 100Frame Deg00 -25 DEG | Uncategorized | Luft Industries Natal (Pty) Ltd | 1403.65 | 0.5 | 1 | 0 | 0 | 2 | 0 | 2 | 2807.3
IMP0500B150A10PR14071 | Impeller 0500mm 'B' 150A10PR 14mm 071Frame Deg00 - 18 DEG | Uncategorized | Luft Industries Natal (Pty) Ltd | 1087.1 | 0.5 | 1 | 0 | 0 | 2 | 0 | 2 | 2174.2
IMP0500B150A10PR140711 | Impeller 0500mm 'B' 150A10PR 14mm 071Frame Deg00 - 12 DEG | Uncategorized | Luft Industries Natal (Pty) Ltd | 1164.75 | 0.5 | 1 | 0 | 0 | 5 | 0 | 5 | 5823.75
IMP0560B150A05AR14071 | Impeller 0560mm 'B' 150A05AR 14mm 071Frame Deg00 - 20 DEG | Uncategorized | Luft Industries Natal (Pty) Ltd | 1076.25 | 0.5 | 1 | 0 | 0 | 2 | 0 | 2 | 2152.5
IMP0560B150A05AR28100 | Impeller 0560mm 'B' 150A05AR 28mm 100Frame Deg00 - 22 DEG | Uncategorized | Luft Industries Natal (Pty) Ltd | 1076.25 | 0.5 | 1 | 0 | 0 | 5 | 0 | 5 | 5381.25
IMP0560B150A05PR14071 | Impeller 0560mm 'B' 150A05PR 14mm 071Frame Deg00 20 DEG | Uncategorized | Luft Industries Natal (Pty) Ltd | 782.25 | 0.7 | 1 | 0 | 0 | 3 | 0 | 3 | 2346.75
IMP0560B150A10AR14071 | Impeller 0560mm 'B' 150A10AR 14mm 071Frame Deg00 10 DEG FM3517 | Uncategorized | Luft Industries Natal (Pty) Ltd | 1517.75 | 0.5 | 1 | 0 | 0 | 2 | 0 | 2 | 3035.5
IMP0560B150A10AR19080 | Impeller 0560mm 'B' 150A10AR 19mm 080Frame Deg00 - 15 DEG | Uncategorized | Luft Industries Natal (Pty) Ltd | 1634.5 | 0.5 | 2 | 0 | 0 | 11 | 0 | 11 | 17979.5
IMP0560B150A10AR19080. | Impeller 0560mm 'B' 150A10AR 19mm 080Frame Deg00 - 20 DEG | Uncategorized | Luft Industries Natal (Pty) Ltd | 1634.5 | 0.5 | 1 | 0 | 0 | 2 | 0 | 2 | 3269
IMP0560B150A10AR19080.. | Impeller 0560mm 'B' 150A10AR 19mm 080Frame Deg00 - 12 DEG | Uncategorized | Luft Industries Natal (Pty) Ltd | 1751.25 | 0.5 | 1 | 0 | 0 | 5 | 0 | 5 | 8756.25
IMP0560B150A10AR19080... | Impeller 0560mm 'B' 150A10AR 19mm 080Frame Deg00 13 DEG FM3516 | Uncategorized | Luft Industries Natal (Pty) Ltd | 1517.75 | 0.5 | 1 | 0 | 0 | 2 | 0 | 2 | 3035.5
IMP0560B150A10AR24090 | Impeller 0560mm 'B' 150A10AR 24mm 090Frame Deg00 - 33 DEG | Uncategorized | Luft Industries Natal (Pty) Ltd | 1751.25 | 0.5 | 1 | 0 | 0 | 2 | 0 | 2 | 3502.5
IMP0560B150A10AR24090. | Impeller 0560mm 'B' 150A10AR 24mm 090Frame Deg00 - 28 DEG | Uncategorized | Luft Industries Natal (Pty) Ltd | 1751.25 | 0.5 | 1 | 0 | 0 | 5 | 0 | 5 | 8756.25
IMP0560B150A10PR14071 | Impeller 0560mm 'B' 150A10PR 14mm 071Frame | Uncategorized | Luft Industries Natal (Pty) Ltd | 1009.45 | 0.5 | 1 | 0 | 0 | 2 | 0 | 2 | 2018.9
IMP0560B150A10PR19080 | Impeller 0560mm 'B' 150A10PR 19mm 080Frame Deg00 - 11 DEG | Uncategorized | Luft Industries Natal (Pty) Ltd | 1164.75 | 0.5 | 1 | 0 | 0 | 2 | 0 | 2 | 2329.5
IMP0560B250A14AR19080 | Impeller 0560mm 'B' 250A14AR19mm 080Frame | Uncategorized | Luft Industries Natal (Pty) Ltd | 2104.7 | 0.5 | 1 | 0 | 0 | 2 | 0 | 2 | 4209.4
IMP0560B250A14PR24090 | Impeller 0560mm 'B' 250A14PR 24mm 090Frame | Uncategorized | Luft Industries Natal (Pty) Ltd | 1860 | 0.6 | 1 | 0 | 0 | 5 | 0 | 5 | 9300
IMP0630B150A10AR24090 | Impeller 0630mm 'B' 150A10AR 24mm 090Frame Deg00 -27 DEG | Uncategorized | Luft Industries Natal (Pty) Ltd | 1611.15 | 0.5 | 1 | 0 | 0 | 2 | 0 | 2 | 3222.3
IMP0630B250A14AR24090 | Impeller 0630mm 'B' 250A14AR 24mm 090Frame | Uncategorized | Luft Industries Natal (Pty) Ltd | 2086.5 | 0.5 | 2 | 0 | 0 | 8 | 0 | 8 | 16692
IMP0630B250A14AR28100 | Impeller 0630mm 'B' 250A14AR 28mm 100Frame | Uncategorized | Luft Industries Natal (Pty) Ltd | 2442.91 | 0.5 | 1 | 0 | 0 | 4 | 0 | 4 | 9771.64
IMP0630B250A14PR28100 | Impeller 0630mm 'B' 250A14PR 28mm 100Frame Deg00 - 30 DEG | Uncategorized | Luft Industries Natal (Pty) Ltd | 1860 | 0.5 | 1 | 0 | 0 | 2 | 0 | 2 | 3720
IMP0710A150A10AR28100 | Impeller 0710mm 'A' 150A10AR 28mm 100Frame Deg00 - 38 DEG | Uncategorized | Luft Industries Natal (Pty) Ltd | 1576.12 | 0.5 | 1 | 0 | 0 | 2 | 0 | 2 | 3152.24
IMP0710B150A05AR28100 | Impeller 0710mm 'B' 150A05AR 28mm 100Frame Deg00 - 35 DEG | Uncategorized | Luft Industries Natal (Pty) Ltd | 1076.25 | 0.5 | 2 | 0 | 0 | 8 | 0 | 8 | 8610
IMP0710B150A05PR24090 | Impeller 0710mm 'B' 150A05PR 24mm 090Frame Deg00 -21 DEG | Uncategorized | Luft Industries Natal (Pty) Ltd | 782.25 | 0.5 | 2 | 0 | 0 | 8 | 0 | 8 | 6258
IMP0710B150A10AR28100 | Impeller 0710mm 'B' 150A10AR 28mm 100Frame Deg00 - 33 DEG | Uncategorized | Luft Industries Natal (Pty) Ltd | 1751.25 | 0.5 | 1 | 0 | 0 | 5 | 0 | 5 | 8756.25
IMP0710B150A10AR28100. | Impeller 0710mm 'B' 150A10AR 28mm 100Frame Deg00 - 38 DEG | Uncategorized | Luft Industries Natal (Pty) Ltd | 1751.25 | 0.5 | 1 | 0 | 0 | 5 | 0 | 5 | 8756.25
IMP0710B250A07PR240903 | Impeller 0710mm 'B' 250A07PR 24mm 090Frame Deg00 -24 DEG | Uncategorized | Luft Industries Natal (Pty) Ltd | 1324.5 | 0.5 | 1 | 0 | 0 | 2 | 0 | 2 | 2649
IMP0710B250A14AR28100 | Impeller 0710mm 'B' 250A14AR 28mm 100Frame | Uncategorized | Luft Industries Natal (Pty) Ltd | 2145.82 | 0.5 | 1 | 0 | 0 | 4 | 0 | 4 | 8583.28
IMP0710B250A14PR24090 | Impeller 0710mm 'B' 250A14PR 24mm 090Frame | Uncategorized | Luft Industries Natal (Pty) Ltd | 1736 | 0.5 | 1 | 0 | 0 | 5 | 0 | 5 | 8680
IMP0800B150A10AR28100 | Impeller 0800mm 'B' 150A10AR 28mm 100Frame Deg00 - 25 DEG | Uncategorized | Luft Industries Natal (Pty) Ltd | 1668.88 | 0.5 | 1 | 0 | 0 | 2 | 0 | 2 | 3337.76
IMP0800B150A10AR28100. | Impeller 0800mm 'B' 150A10AR 28mm 100Frame Deg00 -14 DEG | Uncategorized | Luft Industries Natal (Pty) Ltd | 1732.25 | 0.5 | 1 | 0 | 0 | 2 | 0 | 2 | 3464.5
IMP0800B150A10PR28100 | Impeller 0800mm 'B' 150A10PR 28mm 100Frame Deg 25 | Uncategorized | Luft Industries Natal (Pty) Ltd | 1753.95 | 0.5 | 2 | 0 | 0 | 12 | 0 | 12 | 21047.4
IMP0800B250A14AR28100 | Impeller 0800mm 'B' 250A14AR 28mm 100Frame | Uncategorized | Luft Industries Natal (Pty) Ltd | 1612 | 0.5 | 1 | 0 | 0 | 2 | 0 | 2 | 3224
IMP0800B250A14AR38132 | Impeller 0800mm 'B' 250A14AR 38mm 132Frame Deg00 - 35 DEG | Uncategorized | Luft Industries Natal (Pty) Ltd | 2562 | 0.5 | 4 | 0 | 0 | 22 | 0 | 22 | 56364
IMP0900B250A14AR28 | 900/250/14 13 deg pitch 28mm bore form B Aluminium Blades | Uncategorized | Luft Industries Natal (Pty) Ltd | 2505.75 | 0.5 | 1 | 0 | 0 | 2 | 0 | 2 | 5011.5
IMP0900B250A14AR38 | 900/250/14 15 deg pitch 38mm bore form B Aluminium Blades | Uncategorized | Luft Industries Natal (Pty) Ltd | 2594.15 | 0.5 | 1 | 0 | 0 | 2 | 0 | 2 | 5188.3
IMP1000B250A14AR38132 | Impeller 1000mm 'B' 250A14AR 38mm 132Frame Deg00 - 25 DEG | Uncategorized | Luft Industries Natal (Pty) Ltd | 2993.25 | 0.5 | 1 | 0 | 0 | 2 | 0 | 2 | 5986.5
IMP315LDA | 315diam LDA Impeller | Uncategorized | CFW Fans (Pty) Ltd | 1249 | 1.2 | 1 | 0 | 0 | 3 | 0 | 3 | 3747
IMP400LDA | 400diam LDA Impeller | Uncategorized | CFW Fans (Pty) Ltd | 1249 | 1.2 | 1 | 0 | 0 | 3 | 0 | 3 | 3747
IMP400LDP | 400diam LDP Impeller | Uncategorized | CFW Fans (Pty) Ltd | 3706.67 | 0.7 | 1 | 0 | 0 | 3 | 0 | 3 | 11120.01
IMP560LDP | LDP 560/250/12/1440-Form B - 15 degrees | Uncategorized | CFW Fans (Pty) Ltd | 2287.33 | 0.6 | 1 | 0 | 0 | 3 | 0 | 3 | 6861.99
IMP800LDA | LDA 800-9-A16 | Uncategorized | CFW Fans (Pty) Ltd | 1249 | 1.2 | 1 | 0 | 0 | 3 | 0 | 3 | 3747
INLET-CONE | 18 Inch Inlet Cone | Uncategorized | CFW Fans (Pty) Ltd | 1600 | 0.5 | 1 | 0 | 0 | 6 | 0 | 6 | 9600
Imepeller 560mm 'B' 250A14AR | 19mm 080Frame 15DEG | Uncategorized | Luft Industries Natal (Pty) Ltd | 2104.7 | 0.5 | 2 | 0 | 0 | 8 | 0 | 8 | 16837.6
Imp BI | Set pitch, Crop & Balance impeller | Uncategorized | Centrifab (Pty) Ltd | 7509.5 | 0.5 | 1 | 0 | 0 | 2 | 0 | 2 | 15019
Impeller 0710mm 'B' 150A10AR | 24mm 090Frame 13 DEG | Uncategorized | Luft Industries Natal (Pty) Ltd | 1517.75 | 0.5 | 1 | 0 | 0 | 2 | 0 | 2 | 3035.5
Impeller 0710mm 'B' 250A14AR | 24mm 090 Frame 10 DEG | Uncategorized | Luft Industries Natal (Pty) Ltd | 2323.75 | 0.5 | 2 | 0 | 0 | 8 | 0 | 8 | 18590
Impeller 560mm 'B' 150A10AR | 14mm 071Frame 12DEG | Uncategorized | Luft Industries Natal (Pty) Ltd | 1517.75 | 0.5 | 2 | 0 | 0 | 8 | 0 | 8 | 12142
Impeller 630mm 'B' 150A10AR | 24mm 090Frame 15DEG | Uncategorized | Luft Industries Natal (Pty) Ltd | 1517.75 | 0.5 | 1 | 0 | 0 | 5 | 0 | 5 | 7588.75
Impeller 630mm 'B' 250A14AR | 24mm 090Frame 15 DEG | Uncategorized | Luft Industries Natal (Pty) Ltd | 2323.75 | 0.5 | 1 | 0 | 0 | 2 | 0 | 2 | 4647.5
Impeller 710mm 'B' 250A14R | 24mm 090Frame 12 DEG | Uncategorized | Luft Industries Natal (Pty) Ltd | 2323.75 | 0.5 | 1 | 0 | 0 | 2 | 0 | 2 | 4647.5
Impeller Plate Mount Fans | Spare Impeller | Uncategorized |  |  | 0.5 | 1 | 0 | 0 | 2 | 0 | 2 | 0
Impeller shaft | Impeller shaft+2 keys. Stainless Steel | Uncategorized | Hulmak Engineering cc | 600 | 0.5 | 1 | 0 | 0 | 5 | 0 | 5 | 3000
Induced Draft Plan | INSPECTION TEST PALN (ITP) | Uncategorized | SODECA | 2955.79 | 2.7 | 3 | 0 | 0 | 5 | 0 | 5 | 14778.95
Installation | Attenuators | Uncategorized | Fresh Air Projects (Pty) Ltd | 9478.26 | 0.5 | 1 | 0 | 0 | 2 | 0 | 2 | 18956.52
J70889 FAN | BCC-2 900/1.0 SISW c/w 7.5Kw 4P 380V | Uncategorized | Centrifab (Pty) Ltd | 74600 | 0.7 | 1 | 0 | 0 | 3 | 0 | 3 | 223800
J96202-BCC-2315 | BCC-2 315 Class 1 AR 4A DIDW excl motor | Uncategorized | Centrifab (Pty) Ltd | 23613.33 | 0.6 | 1 | 0 | 0 | 3 | 0 | 3 | 70839.99
JB1948 | HPLV 630/0.71 c/w 4.0kw 2890rpm 525V Motor | Uncategorized | Centrifab (Pty) Ltd | 4750 | 0.7 | 1 | 0 | 0 | 3 | 0 | 3 | 14250
JC6202 | BCC-2 Class 1 DI2DW c/w 2,2kW 4P 400V - 2522RPM | Uncategorized |  |  | 0.5 | 1 | 0 | 0 | 2 | 0 | 2 | 0
JN2002-GNTBOOT-500-00-06 | GRANITE CHELSEA BOOTS BLACK 6 | Uncategorized | Workwear Depot (Pty)Ltd | 931.76 | 0.5 | 1 | 0 | 0 | 2 | 0 | 2 | 1863.52
JN2002-GNTBOOT-500-00-07 | GRANITE CHELSEA BOOTS BLACK 7 | Uncategorized | Workwear Depot (Pty)Ltd | 931.76 | 0.5 | 1 | 0 | 0 | 2 | 0 | 2 | 1863.52
JTPOLY-6398B-600-03-M | WORK T BLACK M | Uncategorized | Workwear Depot (Pty)Ltd | 194.15 | 0.5 | 1 | 0 | 0 | 5 | 0 | 5 | 970.75
KAT 15/15 C2 | TWIN BARE FAN 380/380 CW FCC | Uncategorized | Air Movement Supplies | 10899 | 0.5 | 1 | 0 | 0 | 2 | 0 | 2 | 21798
KDD 12/12-6-1 | FAN KDD 12/12 517W 6P-1 3SY | Uncategorized | Air Movement Supplies | 6088 | 0.5 | 5 | 0 | 0 | 25 | 0 | 25 | 152200
KHA50 | Speed Controller | Uncategorized |  |  | 0.5 | 2 | 0 | 0 | 10 | 0 | 10 | 0
KSB 150 | INLINE SILENT FAN | Uncategorized |  |  | 0.5 | 3 | 0 | 0 | 15 | 0 | 15 | 0
KUL | 1/200 X 200 back draft damper | Uncategorized | TROX South Africa (Pty) Ltd | 900 | 0.5 | 15 | 0 | 0 | 75 | 0 | 75 | 67500
Keep-plate5mmOD | Keep Plate 5mm OD. 42mm, ID. 6mm | Uncategorized | Attenu-Tec HVAC Parts | 4.73 | 0.5 | 126 | 0 | 0 | 630 | 0 | 630 | 2979.9
L20300630 | 24 - 630mm Louvre Shutter Size 756 X 756 | Uncategorized |  |  | 0.5 | 1 | 0 | 0 | 2 | 0 | 2 | 0
LASER CUTTING-255 | 255 x 298 x 5mm | Uncategorized | ULTIMATENG (PTY) LTD | 81.99 | 0.5 | 1 | 0 | 0 | 5 | 0 | 5 | 409.95
LCE 250 | Extractor Ceiling Fan 250mm 220v | Uncategorized | Luft Industries Natal (Pty) Ltd | 344 | 0.7 | 3 | 0 | 0 | 11 | 0 | 11 | 3784
LDP 560/250/12/1440/ | Form B - Blade Angle 15 Deg | Uncategorized | CFW Fans (Pty) Ltd | 1729 | 0.8 | 2 | 0 | 0 | 8 | 0 | 8 | 13832
LEGESSS-COT135-100-03-M | LEGENDARY SHORT SLEEVE SHIRT BLUE M | Uncategorized | Workwear Depot (Pty)Ltd | 520.87 | 0.5 | 1 | 0 | 0 | 2 | 0 | 2 | 1041.74
LEGESSS-COT135-101-03-M | LEGENDARY SHORT SLEEVE SHIRT NAVY M | Uncategorized | Workwear Depot (Pty)Ltd | 520.87 | 0.5 | 2 | 0 | 0 | 8 | 0 | 8 | 4166.96
LEGESSS-COT135-914-04-L | LEGENDARY SHORT SLEEVE SHIRT FATIGUE L | Uncategorized | Workwear Depot (Pty)Ltd | 520.87 | 0.5 | 1 | 0 | 0 | 2 | 0 | 2 | 1041.74
LEGESSS-MCNAST-M45-03-M | LEGENDARY TWO-TONE SHORT SLEEVE SHIRT - NAVY/STONE M | Uncategorized | Workwear Depot (Pty)Ltd | 520.87 | 0.5 | 2 | 0 | 0 | 10 | 0 | 10 | 5208.7
LEGESSS-MCNAST-M45-04-L | LEGENDARY TWO-TONE SHORT SLEEVE SHIRT NAVY/STONE L | Uncategorized | Workwear Depot (Pty)Ltd | 520.87 | 0.5 | 1 | 0 | 0 | 2 | 0 | 2 | 1041.74
LT10-3SPD | LT10 - 3-Step Speed Controller 10Amp | Uncategorized |  |  | 0.5 | 1 | 0 | 0 | 2 | 0 | 2 | 0
Labour. | Repair Dasqua 1012-2010-A COMBINATION SET SQUARE | Uncategorized | SPARES 2000 CC t/a SHARP-RITE | 2025 | 0.5 | 1 | 0 | 0 | 2 | 0 | 2 | 4050
Laptop | Lenovo AMD RYZEN 7 (i7) 7730U 2.0GHz -8GB ram 512GB 15.6 ich FHD battery 3 Cell | Uncategorized | AXEGROUP | 11999 | 0.5 | 1 | 0 | 0 | 2 | 0 | 2 | 23998
Laser Cutting-B | Program Buffalo | Uncategorized | ULTIMATENG (PTY) LTD | 3230 | 0.5 | 2 | 0 | 0 | 8 | 0 | 8 | 25840
M10 DIN 934 GRADE 8.8 HEX NUT Z/BLUE 10 934 GR8 ZB | M10 DIN 934 GRADE 8.8 HEX NUT Z/BLUE 10 934 GR8 ZB | Uncategorized | M&D SPECIALISED FASTENERS (PTY) LTD | 0.65 | 0.5 | 43 | 0 | 0 | 214 | 0 | 214 | 139.1
M10 FLAT WASHER (10 .5i/dx20o/dxthk) S/S A2 | M10 Flat Washer S/S A2 | Uncategorized | M&D SPECIALISED FASTENERS (PTY) LTD | 0.4 | 0.8 | 144 | 0 | 0 | 504 | 0 | 504 | 201.6
M10 Nylock Nut | M10 Nylock Nut Zinc Blue(Silver) | Uncategorized | M&D SPECIALISED FASTENERS (PTY) LTD | 1.1 | 0.6 | 87 | 0 | 0 | 377 | 0 | 377 | 414.7
M10*1 M/S THREADED ROD Z/BLUE 10X1 975 ZB | M10*1 M/S THREADED ROD Z/BLUE 10X1 975 ZB | Uncategorized | M&D SPECIALISED FASTENERS (PTY) LTD | 20 | 0.8 | 6 | 0 | 0 | 22 | 0 | 22 | 440
M10*16 | M10*16 HT HEX SET SCREW | Uncategorized | M&D SPECIALISED FASTENERS (PTY) LTD | 1.88 | 0.5 | 52 | 0 | 0 | 259 | 0 | 259 | 486.92
M10*25 HT HEX SET SCREW Z/BLUE 10X25 933 8.8 ZB | M10*25 HT HEX SET SCREW Z/BLUE 10X25 933 8.8 ZB | Uncategorized | M&D SPECIALISED FASTENERS (PTY) LTD | 1.8 | 0.5 | 36 | 0 | 0 | 181 | 0 | 181 | 325.8
M10X25 | HEX SET SCREW - S/S 304 - A2 | Uncategorized | M&D SPECIALISED FASTENERS (PTY) LTD | 2.25 | 0.5 | 80 | 0 | 0 | 400 | 0 | 400 | 900
M10X25X2 FLAT WASHER Z/BLUE 10X25X2 OLD ZB | M10X25X2 FLAT WASHER Z/BLUE 10X25X2 OLD ZB | Uncategorized | M&D SPECIALISED FASTENERS (PTY) LTD | 0.5 | 0.5 | 109 | 0 | 0 | 544 | 0 | 544 | 272
M10X35 | Hex Bolts zinc Blue(Silver) | Uncategorized | M&D SPECIALISED FASTENERS (PTY) LTD | 1.8 | 0.5 | 22 | 0 | 0 | 112 | 0 | 112 | 201.6
M10X40 | HT HEX SET SCREWS | Uncategorized | M&D SPECIALISED FASTENERS (PTY) LTD | 3.17 | 0.8 | 432 | 0 | 0 | 1512 | 0 | 1512 | 4793.04
M10X45 | M10X45 HT HEX SET SCREWS | Uncategorized | M&D SPECIALISED FASTENERS (PTY) LTD | 4.33 | 0.5 | 25 | 0 | 0 | 125 | 0 | 125 | 541.25
M10X65 | M10X65 HT HEX SET SCREWS | Uncategorized | M&D SPECIALISED FASTENERS (PTY) LTD | 4 | 0.6 | 8 | 0 | 0 | 36 | 0 | 36 | 144
M12 | HEX NUT ZINC BLUE | Uncategorized | M&D SPECIALISED FASTENERS (PTY) LTD | 1.12 | 0.5 | 100 | 0 | 0 | 500 | 0 | 500 | 560
M12 S/S | M12 FLAT WASHER - S/S A2 - 304 | Uncategorized | M&D SPECIALISED FASTENERS (PTY) LTD | 0.8 | 1.5 | 360 | 0 | 0 | 840 | 0 | 840 | 672
M12*20 HT HEX SET SCREW Z/BLUE 12X20 933 8.8 ZB | M12*20 HT HEX SET SCREW Z/BLUE 12X20 933 8.8 ZB | Uncategorized | M&D SPECIALISED FASTENERS (PTY) LTD | 3 | 0.6 | 48 | 0 | 0 | 208 | 0 | 208 | 624
M12*40 | M12*40 HT HEX NUT Z/BLUE | Uncategorized | M&D SPECIALISED FASTENERS (PTY) LTD | 4.92 | 0.5 | 87 | 0 | 0 | 434 | 0 | 434 | 2135.28
M12*60 | M12X60 HT HEX SET SCREW Z/BLUE -Silver | Uncategorized | M&D SPECIALISED FASTENERS (PTY) LTD | 4.97 | 0.5 | 64 | 0 | 0 | 318 | 0 | 318 | 1580.46
M12*90 | HEX SET SCREW | Uncategorized | M&D SPECIALISED FASTENERS (PTY) LTD | 6.42 | 0.5 | 43 | 0 | 0 | 214 | 0 | 214 | 1373.88
M12X16 | M12X16 HT HEX SET SCREWS | Uncategorized | M&D SPECIALISED FASTENERS (PTY) LTD | 6.25 | 0.5 | 100 | 0 | 0 | 500 | 0 | 500 | 3125
M12X25 | M12*25 HT HEX SET SCREW Z/BLUE 12X25 933 8.8 ZB | Uncategorized | M&D SPECIALISED FASTENERS (PTY) LTD | 3 | 0.5 | 56 | 0 | 0 | 282 | 0 | 282 | 846
M12X30X3 FLAT WASHER Z/BLUE 12X30X3 OLD ZB | M12X30X3 FLAT WASHER Z/BLUE 12X30X3 OLD ZB | Uncategorized | M&D SPECIALISED FASTENERS (PTY) LTD | 0.86 | 0.5 | 112 | 0 | 0 | 560 | 0 | 560 | 481.6
M12X35 | M12X35 HT Hex Set Screws | Uncategorized | M&D SPECIALISED FASTENERS (PTY) LTD | 3 | 0.5 | 24 | 0 | 0 | 122 | 0 | 122 | 366
M14 FLAT WASHER DIN 125A ZINC BLUE (15i / d X 28o/d X 2.5thk) 14 125A ZB | M14 FLAT WASHER DIN 125A ZINC BLUE (15i / d X 28o/d X 2.5thk) 14 125A ZB | Uncategorized | M&D SPECIALISED FASTENERS (PTY) LTD | 0.6 | 0.5 | 15 | 0 | 0 | 75 | 0 | 75 | 45
M14 HT NYLOCK NUT 14 985 GR8 | M14 HT NYLOCK NUT 14 985 GR8 | Uncategorized | M&D SPECIALISED FASTENERS (PTY) LTD | 1.3 | 0.5 | 8 | 0 | 0 | 38 | 0 | 38 | 49.4
M14*50 HT HEX SET SCREW Z/BLUE 14X50 933 8 . 8 ZB | M14*50 HT HEX SET SCREW Z/BLUE 14X50 933 8 . 8 ZB | Uncategorized | M&D SPECIALISED FASTENERS (PTY) LTD | 8 | 0.5 | 15 | 0 | 0 | 75 | 0 | 75 | 600
M16 FLAT WASHER DIN (17i/d X 30o/d 3thk) S/S A2 | M16 FLAT WASHER DIN (17i/d x 30o/d X 3thk) S/S A2 | Uncategorized | M&D SPECIALISED FASTENERS (PTY) LTD | 1.3 | 0.8 | 144 | 0 | 0 | 504 | 0 | 504 | 655.2
M16 FLAT WASHER DIN 125A ZINC BLUE (17i/d X 30o/d 3thk) 16 125A ZB | M16 FLAT WASHER DIN 125A ZINC BLUE (17i/d X 30o/d 3thk) 16 125A ZB | Uncategorized | M&D SPECIALISED FASTENERS (PTY) LTD | 0.8 | 0.5 | 167 | 0 | 0 | 836 | 0 | 836 | 668.8
M16 GR8 HEX NUT Z/BLUE 16 934 GR8 ZB | M16 GR8 HEX NUT Z/BLUE 16 934 GR8 ZB | Uncategorized | M&D SPECIALISED FASTENERS (PTY) LTD | 2.02 | 0.5 | 110 | 0 | 0 | 551 | 0 | 551 | 1113.02
M16 HEX | M16 HEX NUT HOT DIP GALV | Uncategorized | M&D SPECIALISED FASTENERS (PTY) LTD | 2 | 0.5 | 2 | 0 | 0 | 10 | 0 | 10 | 20
M16 LOCK NUT | M16 HT LOCK NUT | Uncategorized | M&D SPECIALISED FASTENERS (PTY) LTD | 1.8 | 0.5 | 150 | 0 | 0 | 750 | 0 | 750 | 1350
M16*1 | MM16*1 M/S THREADED ROD Z/BLUE - 16*1 975 ZB | Uncategorized | M&D SPECIALISED FASTENERS (PTY) LTD | 75 | 0.5 | 2 | 0 | 0 | 12 | 0 | 12 | 900
M16*110 | M16*110 GR8.8 HEX BOLT HOT | Uncategorized | M&D SPECIALISED FASTENERS (PTY) LTD | 20 | 0.5 | 2 | 0 | 0 | 10 | 0 | 10 | 200
M16*120 HT HEX SET SCREW | M16*120 HT HEX SET SCREW 16X120 933 8.8 | Uncategorized | M&D SPECIALISED FASTENERS (PTY) LTD | 18.05 | 0.5 | 36 | 0 | 0 | 181 | 0 | 181 | 3267.05
M16*20 | M16*20 Hex Set Screws | Uncategorized | M&D SPECIALISED FASTENERS (PTY) LTD | 7.14 | 0.5 | 70 | 0 | 0 | 350 | 0 | 350 | 2499
M16*40 HT HEX SET SCREW 8 . 8 Z/BLUE 16X40 933 8 . 8 ZB | M16*40 HT HEX SET SCREW 8 . 8 Z/BLUE 16X40 933 8 . 8 ZB | Uncategorized | M&D SPECIALISED FASTENERS (PTY) LTD | 6 | 0.5 | 32 | 0 | 0 | 160 | 0 | 160 | 960
M16X110 HT SET SCREW 16X110 933 8.8 | M16X110 HT SET SCREW 16X110 933 8.8 | Uncategorized | M&D SPECIALISED FASTENERS (PTY) LTD | 20 | 1.6 | 16 | 0 | 0 | 36 | 0 | 36 | 720
M16X130 HT | M16X130 HT SET SCREW MECH | Uncategorized | M&D SPECIALISED FASTENERS (PTY) LTD | 65 | 0.5 | 1 | 0 | 0 | 5 | 0 | 5 | 325
M16X90 | M16X90 HT HEX SET SCREWS Z/BLUE | Uncategorized | M&D SPECIALISED FASTENERS (PTY) LTD | 12 | 0.5 | 150 | 0 | 0 | 750 | 0 | 750 | 9000
M20 DIN 580 TESTED EYE BOLT GALV M20EYE OLD | M20 DIN 580 TESTED EYE BOLT GALV M20EYE OLD | Uncategorized | M&D SPECIALISED FASTENERS (PTY) LTD | 43.15 | 0.5 | 4 | 0 | 0 | 20 | 0 | 20 | 863
M20*20 GRUB SCREW Z/BLUE 20X20 916 14.9 ZB | M20*20 GRUB SCREW Z/BLUE 20X20 916 14.9 ZB | Uncategorized | M&D SPECIALISED FASTENERS (PTY) LTD | 8 | 0.5 | 1 | 0 | 0 | 2 | 0 | 2 | 16
M5 HT NUT Z/BLUE 5 934 GR8 ZB | M5 HT NUT Z/BLUE 5 934 GR8 ZB | Uncategorized | M&D SPECIALISED FASTENERS (PTY) LTD | 0.15 | 0.5 | 46 | 0 | 0 | 228 | 0 | 228 | 34.2
M5*16 HT HEX SET SCREW Z/BLUE 5X16 933 8.8 ZB | M5*16 HT HEX SET SCREW Z/BLUE 5X16 933 8.8 ZB | Uncategorized | M&D SPECIALISED FASTENERS (PTY) LTD | 0.36 | 0.5 | 48 | 0 | 0 | 240 | 0 | 240 | 86.4
M5*45 HT HEX SET SCREW 5X45 933 8 . 8 | M5*45 HT HEX SET SCREW 5X45 933 8 . 8 | Uncategorized | M&D SPECIALISED FASTENERS (PTY) LTD | 0.95 | 0.5 | 14 | 0 | 0 | 69 | 0 | 69 | 65.55
M5001- | Majax-2 500 20.C.8 Mancooler c/w 2.2 kW 2P 525V With Start/Stop Box | Uncategorized | Air Speration | 18017.61 | 0.7 | 1 | 0 | 0 | 3 | 0 | 3 | 54052.83
M5X16X1.5 | HT Flat washer | Uncategorized | M&D SPECIALISED FASTENERS (PTY) LTD | 0.15 | 0.5 | 90 | 0 | 0 | 450 | 0 | 450 | 67.5
M5X25 | HEX SET SCREW - S/S 304 - A2 | Uncategorized | M&D SPECIALISED FASTENERS (PTY) LTD | 0.9 | 0.5 | 120 | 0 | 0 | 600 | 0 | 600 | 540
M6 (6.4 X12X1.6) FLAT WASHER DIN 125A ZINC BLUE | M6 (6.4 X12X1.6) FLAT WASHER DIN 125A ZINC BLUE | Uncategorized | M&D SPECIALISED FASTENERS (PTY) LTD | 0.09 | 0.5 | 136 | 0 | 0 | 679 | 0 | 679 | 61.11
M6 HT HEX NUT Z/BLUE 6 934 GR8 ZB | M6 HT HEX NUT Z/BLUE 6 934 GR8 ZB | Uncategorized | M&D SPECIALISED FASTENERS (PTY) LTD | 0.12 | 0.5 | 22 | 0 | 0 | 111 | 0 | 111 | 13.32
M6 HT NYLOCK NUT | M6 HT NYLOCK NUT | Uncategorized | M&D SPECIALISED FASTENERS (PTY) LTD | 0.2 | 0.5 | 79 | 0 | 0 | 396 | 0 | 396 | 79.2
M6*16 CSK ALLEN CAP SCREW MECHANICAL YELLOW 6X16 7991 10.9 MY | M6*16 CSK ALLEN CAP SCREW MECHANICAL YELLOW 6X16 7991 10.9 MY | Uncategorized | M&D SPECIALISED FASTENERS (PTY) LTD | 6 | 0.5 | 15 | 0 | 0 | 75 | 0 | 75 | 450
M6*16 HT HEX SET SCREW ENVIROPAS 6X16 933 8.8 EN | M6*16 HT HEX SET SCREW ENVIROPAS 6X16 933 8.8 EN | Uncategorized | M&D SPECIALISED FASTENERS (PTY) LTD | 0.59 | 0.5 | 28 | 0 | 0 | 140 | 0 | 140 | 82.6
M6*25 | M6*25 HT HEX SET SCREW S/S A2 | Uncategorized | M&D SPECIALISED FASTENERS (PTY) LTD | 1 | 0.5 | 150 | 0 | 0 | 750 | 0 | 750 | 750
M6*25 HT HEX SET SCREW Z/BLUE | M6*25 HT HEX SET SCREW Z/BLUE | Uncategorized | M&D SPECIALISED FASTENERS (PTY) LTD | 0.65 | 0.5 | 82 | 0 | 0 | 412 | 0 | 412 | 267.8
M6*35 HT SET SCREW Z/BLUE 6X35 933 8.8 ZB | M6*35 HT SET SCREW Z/BLUE 6X35 933 8.8 ZB | Uncategorized | M&D SPECIALISED FASTENERS (PTY) LTD | 0.91 | 0.5 | 22 | 0 | 0 | 111 | 0 | 111 | 101.01
M8 . 4*20*3 FLAT WASHER Z/BLUE 8X20X3 OLD ZB | M8 . 4*20*3 FLAT WASHER Z/BLUE 8X20X3 OLD ZB | Uncategorized | M&D SPECIALISED FASTENERS (PTY) LTD | 1.8 | 0.5 | 22 | 0 | 0 | 112 | 0 | 112 | 201.6
M8 ANCHOR BOLTS | M8 ANCHOR BOLTS | Uncategorized | M&D SPECIALISED FASTENERS (PTY) LTD | 5 | 1.4 | 28 | 0 | 0 | 68 | 0 | 68 | 340
M8 FLAT WASHER DIN 125A ZINC BLUE (8 . 4ID*16OD*1.6THICK) 8 125A ZB | M8 FLAT WASHER DIN 125A ZINC BLUE (8 . 4ID*16OD*1.6THICK) 8 125A ZB | Uncategorized | M&D SPECIALISED FASTENERS (PTY) LTD | 0.12 | 0.5 | 68 | 0 | 0 | 339 | 0 | 339 | 40.68
M8 HT NYLOCK NUT 8 985 GR8 | M8 HT NYLOCK NUT 8 985 GR8 | Uncategorized | M&D SPECIALISED FASTENERS (PTY) LTD | 0.3 | 0.5 | 54 | 0 | 0 | 270 | 0 | 270 | 81
M8 NUT | M8 HEX NUT ZINC/BLUE | Uncategorized | M&D SPECIALISED FASTENERS (PTY) LTD | 0.4 | 0.5 | 29 | 0 | 0 | 146 | 0 | 146 | 58.4
M8*16 | M8*16 HT SET SCREW S/S A2 | Uncategorized | M&D SPECIALISED FASTENERS (PTY) LTD | 1.2 | 0.5 | 150 | 0 | 0 | 750 | 0 | 750 | 900
M8*16 HT SET SCREW Z/BLUE | M8*16 HT SET SCREW Z/BLUE | Uncategorized | M&D SPECIALISED FASTENERS (PTY) LTD | 0.93 | 0.5 | 43 | 0 | 0 | 214 | 0 | 214 | 199.02
M8*25 HT HEX 8 . 8 SET SCREW Z/BLUE 8X25 933 8 . 8 ZB | M8*25 HT HEX 8 . 8 SET SCREW Z/BLUE 8X25 933 8 . 8 ZB | Uncategorized | M&D SPECIALISED FASTENERS (PTY) LTD | 1 | 0.5 | 24 | 0 | 0 | 119 | 0 | 119 | 119
M8X25 | HEX SET SCREW - S/S 304 - A2 | Uncategorized | M&D SPECIALISED FASTENERS (PTY) LTD | 1.5 | 0.5 | 120 | 0 | 0 | 600 | 0 | 600 | 900
M8X70 | M8X70 HT HEX SET SCREWS ZINC/BLUE | Uncategorized | M&D SPECIALISED FASTENERS (PTY) LTD | 2 | 0.5 | 65 | 0 | 0 | 325 | 0 | 325 | 650
MANUFACTURE RAW CASINGS | RAW CASING | Uncategorized | TS TELEKI T/A VENT SYSTEM AND PROJECTS | 1609.25 | 0.5 | 24 | 0 | 0 | 118 | 0 | 118 | 189891.5
MB315 | 315diam mounting brackets | Uncategorized | CFW Fans (Pty) Ltd | 172 | 1.2 | 2 | 0 | 0 | 6 | 0 | 6 | 1032
MB400 | 400diam mounting brackets | Uncategorized | CFW Fans (Pty) Ltd | 187 | 1.2 | 2 | 0 | 0 | 6 | 0 | 6 | 1122
MB500 | 500diam mounting brackets | Uncategorized | CFW Fans (Pty) Ltd | 208 | 1.2 | 1 | 0 | 0 | 3 | 0 | 3 | 624
MB560 | 560diam mounting brackets | Uncategorized | CFW Fans (Pty) Ltd | 223 | 1.2 | 1 | 0 | 0 | 3 | 0 | 3 | 669
MB800 | 800diam mounting brackets | Uncategorized | CFW Fans (Pty) Ltd | 48.78 | 0.6 | 1 | 0 | 0 | 3 | 0 | 3 | 146.34
MJ1500 | Majax-1 470 Impeller | Uncategorized |  |  | 0.5 | 1 | 0 | 0 | 5 | 0 | 5 | 0
MR60Hz | Rewind motor to 60Hz incl. SATMOS Treatment | Uncategorized |  |  | 0.5 | 1 | 0 | 0 | 2 | 0 | 2 | 0
MT-PROMIG 250T | PROMIG 250T MACHINE | Uncategorized | INTROWELD CC | 15100 | 0.5 | 1 | 0 | 0 | 2 | 0 | 2 | 30200
MT4007502 | MAJAX 400 c/w 0.75kW 2Pole 380V | Uncategorized |  |  | 0.5 | 1 | 0 | 0 | 5 | 0 | 5 | 0
MT7603004 | Majax-2 760-32-E-8 c/w 3.0KW 4P 380V | Uncategorized |  |  | 0.5 | 1 | 0 | 0 | 2 | 0 | 2 | 0
Mild Steel-200x200x1.6mm | Laser-Cut Mild Steel Plate 200x200x1.6mm | Uncategorized | Mafilisti Trading and Projects (Pty) Ltd | 29.5 | 0.5 | 4 | 0 | 0 | 20 | 0 | 20 | 590
Mild Steel-310x310x1.6mm | Laser-Cut Mild Steel Plate 310x310x1.6mm | Uncategorized | Mafilisti Trading and Projects (Pty) Ltd | 61.45 | 0.5 | 1 | 0 | 0 | 2 | 0 | 2 | 122.9
Mild Steel-620x620x1.6mm | Laser-Cut Mild Steel Plate 620x620x1.6mm | Uncategorized | Mafilisti Trading and Projects (Pty) Ltd | 224 | 0.5 | 1 | 0 | 0 | 2 | 0 | 2 | 448
NAME PLATES | Name plates/ engraving plates | Uncategorized | Cuspal Manufacturing & Anodising CC | 31.55 | 0.5 | 23 | 0 | 0 | 114 | 0 | 114 | 3596.7
NITRO PRO | includes PDF Editing (Windows, Mac, iOS), unlimited eSigning, and Customer Support. | Uncategorized | Cleverbridge GmbH - NITRO | 3812.63 | 0.5 | 1 | 0 | 0 | 2 | 0 | 2 | 7625.26
NRD | Non Return Discharge Dampers | Uncategorized | Air Speration | 709.45 | 0.5 | 1 | 0 | 0 | 2 | 0 | 2 | 1418.9
NS40/610/610/300 | HEPA FILTER 4000M3/H | Uncategorized | Filta Matix | 4928 | 0.5 | 2 | 0 | 0 | 12 | 0 | 12 | 59136
OUTSTANDING BALANCE | Outstanding Balance for industrial Fans | Uncategorized |  |  | 0.5 | 1 | 0 | 0 | 2 | 0 | 2 | 0
PD2 | White | Uncategorized | Seal 'N Devices (Pty) Ltd | 58.37 | 0.8 | 6 | 0 | 0 | 22 | 0 | 22 | 1284.14
PHPM20B | M20 SCREW-IN BLANKING PLUGS (BLK) | Uncategorized | ElectroMechanica (Pty) Ltd | 6.96 | 0.5 | 38 | 0 | 0 | 188 | 0 | 188 | 1308.48
PINE | CRATING 25X114X1.8M | Uncategorized | Foresta Timber & Board (Pty) Ltd | 27.69 | 0.5 | 38 | 0 | 0 | 190 | 0 | 190 | 5261.1
PMGB20-13.5 | M20 NYLON COMPRESSION GLAND GREY | Uncategorized | ElectroMechanica (Pty) Ltd | 5.22 | 0.5 | 400 | 0 | 0 | 2000 | 0 | 2000 | 10440
PMGB25-18 | M25 NYLON COMPRESSION GLAND GREY | Uncategorized | ElectroMechanica (Pty) Ltd | 7.11 | 0.5 | 200 | 0 | 0 | 1000 | 0 | 1000 | 7110
POZI SELF TAPPER | 10 - No10 (4 .8mm)x19 PAN/HD POZI SELF TAPPER 10X19 7981 | Uncategorized | M&D SPECIALISED FASTENERS (PTY) LTD |  | 0.5 | 89 | 0 | 0 | 446 | 0 | 446 | 0
PR3mm x 1300mm | New W11F 3mm x 1300mm Plate Roller | Uncategorized | Mech Tech Precision (Pty) Ltd | 77000 | 0.8 | 1 | 0 | 0 | 3 | 0 | 3 | 231000
PRA GLAND FLP Exde BRASS CPR N*1 M20 | PRA GLAND FLP Exde BRASS CPR N*1 M20 | Uncategorized | Pratley (Pty) Ltd | 232.8 | 0.5 | 2 | 0 | 0 | 10 | 0 | 10 | 2328
PRA LOCKNUT BRASS No 0 & 1 | M20 - PRA LOCKNUT BRASS No 0 & 1 - M20 | Uncategorized | Pratley (Pty) Ltd |  | 0.5 | 1 | 0 | 0 | 5 | 0 | 5 | 0
PRA LOCKNUT BRASS No 2 | M25 - PRA LOCKNUT BRASS No 2 - M25 | Uncategorized | Pratley (Pty) Ltd |  | 0.5 | 1 | 0 | 0 | 5 | 0 | 5 | 0
PRA REDUCER FLP Ex d/e 25M-20F | PRA REDUCER FLP Ex d/e 25M-20F | Uncategorized | Pratley (Pty) Ltd | 81.49 | 0.5 | 1 | 0 | 0 | 5 | 0 | 5 | 407.45
PROGRAM | Customized Programming Service - Development of web Based Fan Selection Program | Uncategorized | Holt Consulting Engineers |  | 0.5 | 1 | 0 | 0 | 2 | 0 | 2 | 0
PRPFAN822 | FAC30/4 Propeller Fan | Uncategorized | CFW Fans (Pty) Ltd | 1447.5 | 0.6 | 1 | 0 | 0 | 3 | 0 | 3 | 4342.5
PVT/30 | PVT/30 c/w 380W 2800RPM 220V | Uncategorized | Luft Industries Natal (Pty) Ltd | 537.5 | 0.5 | 1 | 0 | 0 | 2 | 0 | 2 | 1075
PVT/50 | PVT /50 c/w 2.2KkW 2800RPM 220V | Uncategorized | Bluetech Fans (Pty) Ltd | 2965.69 | 0.6 | 1 | 0 | 0 | 3 | 0 | 3 | 8897.07
PWT PI150 0R7G3Z | PI150 VSD 0.75KW 380V IP20 BRK | Uncategorized | Bearing Man Group | 3808.9 | 0.5 | 1 | 0 | 0 | 5 | 0 | 5 | 19044.5
Partial Payment | Industrial fan - Partial Payment | Uncategorized |  |  | 0.5 | 1 | 0 | 0 | 2 | 0 | 2 | 0
Plasma Cuts | Sheets cut(10), Plates cut(56) & Ends Cut(60) | Uncategorized | Intervent-Universal (Pty) Ltd | 5600 | 0.5 | 1 | 0 | 0 | 2 | 0 | 2 | 11200
QCP- | Data Book | Uncategorized |  |  | 0.5 | 1 | 0 | 0 | 2 | 0 | 2 | 0
QD GP 5LT | QD GREY PRIMER 5LT | Uncategorized | MG AUTO PAINT (PTY) LTD | 243.48 | 0.5 | 1 | 0 | 0 | 2 | 0 | 2 | 486.96
RA | 1500x600x850 long Rectangular Attenuator | Uncategorized | Attenu-Tec | 7907 | 1.1 | 7 | 0 | 0 | 19 | 0 | 19 | 150233
RECT ATT | 1100 X 1100 and 1500mm Long | Uncategorized | Attenu-Tec | 2985 | 0.5 | 9 | 0 | 0 | 45 | 0 | 45 | 134325
REFURBISHING | FAN REFURBISHMENT | Uncategorized |  |  | 0.5 | 1 | 0 | 0 | 2 | 0 | 2 | 0
RENTAL | RENTAL | Uncategorized | Stand 231 Alrode South CC | 41745.45 | 0.5 | 1 | 0 | 0 | 2 | 0 | 2 | 83490.9
RIGM6 | RIGID POC FILTERS 600X600X600 M6 6POC | Uncategorized | Filtermac Design ( Pty) Ltd | 1050 | 0.8 | 13 | 0 | 0 | 45 | 0 | 45 | 47250
RS1-400 | Controller 1.8 amp ( Excl.J.Box) | Uncategorized | Luft Industries Natal (Pty) Ltd |  | 0.5 | 4 | 0 | 0 | 22 | 0 | 22 | 0
RT1.25-4S | Red Ring Terminal 4mm Stud | Uncategorized | Cabrical (Pty) Ltd | 0.63 | 0.5 | 200 | 0 | 0 | 1000 | 0 | 1000 | 630
RT1.25-5S | Red Ring Terminal 5mm Stud | Uncategorized | Cabrical (Pty) Ltd | 0.7 | 0.5 | 200 | 0 | 0 | 1000 | 0 | 1000 | 700
RT1.25-6S | Red Ring Terminal 6mm Stud | Uncategorized | Cabrical (Pty) Ltd | 0.91 | 0.5 | 200 | 0 | 0 | 1000 | 0 | 1000 | 910
RTube-25x1.9-6M | Round Tube 25x1.9-6M | Uncategorized | NJR STEEL - ALRODE (PTY) LTD | 99.25 | 0.5 | 1 | 0 | 0 | 2 | 0 | 2 | 198.5
RTube-32x1.9-6M | Round Tube 32x1.9-6M | Uncategorized | NJR STEEL - ALRODE (PTY) LTD | 129.4 | 0.5 | 2 | 0 | 0 | 8 | 0 | 8 | 1035.2
RTube-38x1.9-6M | Round Tube 38x1.9-6M | Uncategorized | NJR STEEL - ALRODE (PTY) LTD | 151.63 | 0.5 | 1 | 0 | 0 | 2 | 0 | 2 | 303.26
RepairCMP | Repair teh casing by replacing the flange to be 3mm thick and re-paint entire casing | Uncategorized | Mafilisti Trading and Projects (Pty) Ltd | 550 | 0.5 | 1 | 0 | 0 | 2 | 0 | 2 | 1100
Rewind Motors | From 400V to 525V | Uncategorized | Luck and King | 2431.5 | 0.5 | 1 | 0 | 0 | 2 | 0 | 2 | 4863
Rewind To | 525V | Uncategorized | Luck and King | 2193 | 1.3 | 1 | 0 | 0 | 3 | 0 | 3 | 6579
S-STARMIG-255 | SMARTER STAR MIG 255 with Parker torch | Uncategorized | INTROWELD CC | 15100 | 0.5 | 1 | 0 | 0 | 2 | 0 | 2 | 30200
S/S | Pleated Panel Filter 595 x 595 x 48 | Uncategorized | Airventfil (Pty) Ltd | 202.45 | 0.5 | 6 | 0 | 0 | 30 | 0 | 30 | 6073.5
S1 | Silencers | Uncategorized |  |  | 0.5 | 1 | 0 | 0 | 5 | 0 | 5 | 0
SAV STICKERS | Solvent Printed SAV Stickers - Rounded Corners - (108mm x 88mm) | Uncategorized | HC Soekoe CC | 1.69 | 0.5 | 38 | 0 | 0 | 188 | 0 | 188 | 317.72
SE07MS50+0005 | SCL e07-MS MOR IE3 M.E. 4.0-4.8KW - 2 POLI 345-415/200-240V 50Hz - 380-480/220-280V 60Hz. IP55 | Uncategorized | Effepizeta | 22683.25 | 2 | 2 | 0 | 0 | 4 | 0 | 4 | 90733
SE07MS50+0012 | SCL e07-MS MOR IE3 M.E. 5.5 - 6.5 kW - 2 POLI -600-720/345-415V 50Hz - 660-830/380-480V 60Hz WR | Uncategorized | Effepizeta | 25116.89 | 1.8 | 2 | 0 | 0 | 4 | 0 | 4 | 100467.56
SE08MS50+0014 | SCL e08-MS MOR - IE3 M.E 7.5KW - 9.0KW - 2 POLI | Uncategorized | Effepizeta | 30493.09 | 2 | 4 | 0 | 0 | 8 | 0 | 8 | 243944.72
SE08MS55 | SCL e08-MS MOR IE3 - M.E. 5.5 kW- 525V -IE3 -IP55 NATURAL FINISH | Uncategorized | Effepizeta | 34813.1 | 2 | 2 | 0 | 0 | 4 | 0 | 4 | 139252.4
SE10MS50+0005 | SCL e10-MS MOR IE3 M.E. 11 - 13 kW - 2 POLI - 380V - IP55 Natural Finish | Uncategorized | Effepizeta | 45412 | 1.7 | 2 | 0 | 1 | 4 | 0 | 3 | 136236
SE11MS00+0048 | SCL e11-MS MOR IE2 M.E. 11 - 13 kW - 2 POLI - 300/525V 50HZ 360/630V 60HZ IE2 - CL. F TROP. | Uncategorized | Effepizeta | 45524.96 | 2.1 | 2 | 0 | 3 | 4 | 0 | 1 | 45524.96
SE11TS50+0002 | SCL e11-TS MOR IER - M.E 22 - 25.5 kW - 2 POLI - IE3 CL. F TROP. PTO IP55 - NATURAL FINISH | Uncategorized | Effepizeta | 88303.76 | 2 | 2 | 0 | 0 | 4 | 0 | 4 | 353215.04
SFB04006006 | Flat Bar CQ 40x6mm 6 Mtr | Uncategorized | NJR STEEL - ALRODE (PTY) LTD | 175.34 | 0.5 | 2 | 0 | 0 | 8 | 0 | 8 | 1402.72
SHPBSW | BANDSAW WELD ONLY BIMETAL | Uncategorized | SPARES 2000 CC t/a SHARP-RITE | 75 | 0.5 | 1 | 0 | 0 | 5 | 0 | 5 | 375
SHR03012252450 | HR Sheet SAE1008 2450x1225x3 | Uncategorized | NJR STEEL - ALRODE (PTY) LTD | 1067.28 | 0.5 | 1 | 0 | 0 | 2 | 0 | 2 | 2134.56
SITEW | Site Work - 8 hours | Uncategorized |  |  | 0.5 | 4 | 0 | 0 | 20 | 0 | 20 | 0
SK03MS50+0121 | SCL K03-MS MOR IE3 M.E. 0.55 - 0.65 kW 2 POLI345-415/200-240V 50Hz - 380-480/220-280V 60Hz WR | Uncategorized | Effepizeta | 5675.27 | 0.5 | 1 | 0 | 0 | 5 | 0 | 5 | 28376.35
SLA2025 | Support SLA Mar | Uncategorized | AXEGROUP | 4088.89 | 0.5 | 1 | 0 | 0 | 2 | 0 | 2 | 8177.78
SMOKE EXTRACTION FS 160/180 | TERMINAL BLOCK 300c | Uncategorized | WEG South Africa | 672 | 0.5 | 1 | 0 | 0 | 2 | 0 | 2 | 1344
SMR2005 | Spring Mount 2 - 750 - White | Uncategorized | Seal 'N Devices (Pty) Ltd | 302.33 | 0.5 | 2 | 0 | 0 | 10 | 0 | 10 | 3023.3
SMRH1003 | Spring Mount H 1-125Red | Uncategorized | Seal 'N Devices (Pty) Ltd | 186.94 | 0.5 | 8 | 0 | 0 | 40 | 0 | 40 | 7477.6
SMRH1004 | Spring Mount H 1-200Black | Uncategorized | Seal 'N Devices (Pty) Ltd | 209.64 | 0.5 | 18 | 0 | 0 | 90 | 0 | 90 | 18867.6
SMRH1005 | Spring Mount H 1-310Yellow | Uncategorized | Seal 'N Devices (Pty) Ltd | 209.64 | 0.5 | 4 | 0 | 0 | 20 | 0 | 20 | 4192.8
SMW23030 | 5.5KW 4P 380V IP55 300 C/2HR WEG SMOKEX PAD W22 MOTOR | Uncategorized | WEG South Africa | 11569 | 1.8 | 5 | 0 | 0 | 11 | 0 | 11 | 127259
SP | Spark Proofing - SP | Uncategorized | Luck and King | 6116 | 1.1 | 1 | 0 | 0 | 3 | 0 | 3 | 18348
SQL-GLF12.5-D | Galvanised Industrial Extractor Fan + Grill & Louvers: 1380sq, 220V, 1.1kw, 440rpm, 44000m3/hr | Uncategorized | AF Fans CC | 7173.6 | 0.6 | 1 | 0 | 0 | 3 | 0 | 3 | 21520.8
SQL-GLF12.5-GR | GLF Grill: 1380sq. | Uncategorized | AF Fans CC |  | 0.6 | 1 | 0 | 0 | 3 | 0 | 3 | 0
SQL-GLF9.5-D | GLF 9.5 c/w 0.75kW 220v | Uncategorized | AF Fans CC | 5516 | 0.5 | 1 | 0 | 0 | 2 | 0 | 2 | 11032
SQL-GR75F | GLF Fan Wheel - Fixed 70mm | Uncategorized | AF Fans CC | 147 | 0.6 | 1 | 0 | 0 | 4 | 0 | 4 | 588
SQL-GR75PBR | GLF Fan Wheel - PBK 70mm | Uncategorized | AF Fans CC | 157.5 | 0.6 | 1 | 0 | 0 | 4 | 0 | 4 | 630
SR40MD00 + 0006 | SCL R40-MD MOR EU M.E 2.2kW - 2 POLI 230-50 V-HZ - MF - CL.F TROP. + PTO - IP55 - PAINTED | Uncategorized | Effepizeta | 20582.19 | 2 | 2 | 0 | 0 | 4 | 0 | 4 | 82328.76
SSD | New Disk replacement SSD 512gb from invoice AXG0205 | Uncategorized | AXEGROUP | 850 | 0.5 | 1 | 0 | 0 | 2 | 0 | 2 | 1700
ST0.14220 | Satmos Treatment 0.1Kw 1430rpm 230V | Uncategorized | Luck and King | 2100 | 0.5 | 1 | 0 | 0 | 2 | 0 | 2 | 4200
ST0001 | 760diam/9bladed/28mmbore/30deg/Impeller/FB | Uncategorized | Phoenix Fans & Engineering | 511.44 | 0.5 | 1 | 0 | 0 | 4 | 0 | 4 | 2045.76
STOCK GALVANIZING-12 JULY 2024 | STOCK GALVANIZING-12 JULY 2024 | Uncategorized | GALVAGLOW (PTY) LTD | 13.8 | 0.5 | 99 | 0 | 0 | 495 | 0 | 495 | 6831
STORAGE1000000 | Rental Space to Store Goods | Uncategorized | Plant Service & Maintenance (PTY) Ltd | 2500 | 0.5 | 1 | 0 | 0 | 2 | 0 | 2 | 5000
SWA02.5X4BKLH | STEEL WIRE ARMOURED 2.5MM X 4 | Uncategorized | Alvern Cables (Pty) Ltd | 43.33 | 0.5 | 6 | 0 | 0 | 30 | 0 | 30 | 1299.9
Search Engine | Search Engine Optimisation - Pro Package | Uncategorized | ONPOINT MEDIA SA | 8000 | 0.5 | 1 | 0 | 0 | 4 | 0 | 4 | 32000
Service Provider | Service | Uncategorized | Comtech Network Solutions |  | 0.5 | 1 | 0 | 0 | 2 | 0 | 2 | 0
Spare Motor | Tiracamino | Uncategorized |  |  | 0.5 | 5 | 0 | 0 | 25 | 0 | 25 | 0
Stantionary | Stationary | Uncategorized | Bond Stationers | 1176.43 | 0.5 | 1 | 0 | 0 | 2 | 0 | 2 | 2352.86
TAB10130 | 1.1kw 6P 400V B30 90L IE1 MOTOR WEG W21 IP55 AL BOX | Uncategorized | WEG South Africa | 2958.8 | 1.5 | 2 | 0 | 0 | 4 | 0 | 4 | 11835.2
TAB15030- | 2.2kW 2P 400V B30 90L IE1 MOTOR WEG W11 IP55 AL BOX | Uncategorized | WEG South Africa | 2625 | 1.8 | 2 | 0 | 0 | 4 | 0 | 4 | 10500
TAP08130 | 0.75kw 6P 400V B30 90S IE1 MOTOR WEG W21 IP55 AL LEAD | Uncategorized | WEG South Africa | 2385.5 | 1.5 | 2 | 0 | 0 | 4 | 0 | 4 | 9542
TC10.0X4BKHO7 | Trailing Cable 10mm2 4 Core | Uncategorized | Alvern Cables (Pty) Ltd | 138.58 | 0.5 | 17 | 0 | 0 | 85 | 0 | 85 | 11779.3
TEX1943033 | 3kW 4P 220/380-415V B3T 100L IE1 Motor WEG W21 IP55 FLP | Uncategorized | WEG South Africa | 11305.25 | 0.5 | 1 | 0 | 0 | 2 | 0 | 2 | 22610.5
TEX2313030 | 5.5kW 6P 380-415/660V B3 132M IE1 MOTOR WEG W21 IP55 FLP | Uncategorized | Weg SA | 22037.4 | 0.5 | 1 | 0 | 0 | 2 | 0 | 2 | 44074.8
THINNERS | 25L - Thinners 25L | Uncategorized | EIS - (Engineering And Industrial Supplies) |  | 0.5 | 2 | 0 | 0 | 9 | 0 | 9 | 0
TRL | Traveling from Office to Airport | Uncategorized |  |  | 0.5 | 38 | 0 | 0 | 190 | 0 | 190 | 0
TTSILENTM125 Fan | TTSILENTM125 | Uncategorized |  |  | 0.5 | 65 | 0 | 0 | 325 | 0 | 325 | 0
Terminal-B56.36 | Terminal Block 56.36 - 6TN 56.36 M5 Complete | Uncategorized | Machine Electrical Components CC | 80.67 | 0.5 | 17 | 0 | 0 | 85 | 0 | 85 | 6856.95
Terminal-B70.45 | Terminal Blocks 70.45 - 6TN10, M6 | Uncategorized | Machine Electrical Components CC | 169.6 | 0.5 | 2 | 0 | 0 | 12 | 0 | 12 | 2035.2
Transport | Delivery | Uncategorized | Air Speration | 250 | 1 | 1 | 0 | 0 | 3 | 0 | 3 | 750
Travel | Call Out | Uncategorized | AXEGROUP | 550 | 0.5 | 1 | 0 | 0 | 2 | 0 | 2 | 1100
UV 400 SCREEN | 400 SCREENS | Uncategorized |  |  | 0.5 | 1 | 0 | 0 | 2 | 0 | 2 | 0
UV 400-3-4 | c/w 0.55 kW 4 Pole 380 | Uncategorized | Centrifab (Pty) Ltd | 10550 | 1.3 | 3 | 0 | 0 | 7 | 0 | 7 | 73850
UV 400-3-6 | c/w 0.55 kW 6 Pole 380 | Uncategorized | Centrifab (Pty) Ltd | 9892 | 0.8 | 1 | 0 | 1 | 3 | 0 | 2 | 19784
UV 500 | Dome Only | Uncategorized | Centrifab (Pty) Ltd | 900 | 1.8 | 2 | 0 | 0 | 4 | 0 | 4 | 3600
UV 630/3/6/W | c/w 1.5 kW 6 Pole 380 V Motor | Uncategorized | Centrifab (Pty) Ltd | 10527.25 | 1.5 | 4 | 0 | 0 | 10 | 0 | 10 | 105272.5
VB10NX1320 F | Friction Belt wedge Envelope SPZ SE | Uncategorized | Bearing Man Group | 52.19 | 0.5 | 2 | 0 | 0 | 10 | 0 | 10 | 521.9
VB13NX1340 F | VB13NX1340 FENNER | Uncategorized | Bearing Man Group | 48.65 | 0.5 | 3 | 0 | 0 | 15 | 0 | 15 | 729.75
VB13NX1400 F | FRICTION BELT WEDGE ENVELOPE SPA SECTION 13 X 10 X 1400MM FENNER | Uncategorized | Bearing Man Group | 55.88 | 0.5 | 2 | 0 | 0 | 8 | 0 | 8 | 447.04
VB13NX1600 F | FRICTION BELT WEDGE ENVELOPE SPA -SECTION 13 X 10 X 1600MM FENNER | Uncategorized | Bearing Man Group | 58.79 | 1.9 | 28 | 0 | 0 | 58 | 0 | 58 | 3409.82
VB13NX1682 F | FRICTION BELT WEDGE ENVELOPE SPA SECTION 13 X 10 X 1682MM FENNER | Uncategorized | Bearing Man Group | 63.34 | 0.5 | 3 | 0 | 0 | 15 | 0 | 15 | 950.1
VB13NX1700 FF | FRICTION BELT WEDGE ENVELOPE SPA SE | Uncategorized | Bearing Man Group | 73.27 | 0.5 | 2 | 0 | 0 | 8 | 0 | 8 | 586.16
VB13NX1800 F | FRICTION BELT WEDGE ENVELOPE SPA SECTION 13 X 10 X 1800MM FENNER | Uncategorized | Bearing Man Group | 65.98 | 0.5 | 2 | 0 | 0 | 8 | 0 | 8 | 527.84
VB13NX1900 F | FRICTION BELT WEDGE ENVELOPE SPA SECTION 13 X 10 X 1900MM FENNER | Uncategorized | Bearing Man Group | 69.58 | 0.7 | 1 | 0 | 0 | 5 | 0 | 5 | 347.9
VOC | Creation, Conformity Review, Inspection & Issuance | Uncategorized | Bureau Veritas Testing Inspection SA Pty | 8161.02 | 0.6 | 1 | 0 | 0 | 5 | 0 | 5 | 40805.1
VP 15 | VP 150K | Uncategorized |  |  | 0.5 | 1 | 0 | 0 | 5 | 0 | 5 | 0
VSD | - 37 kW 380V variable speed drive | Uncategorized |  |  | 0.5 | 1 | 0 | 0 | 2 | 0 | 2 | 0
W1G250 | HH67 - 52 - 48 V (36-57V-) DC. 105 W 2750 min 1 | Uncategorized | Ebmpapst |  | 0.5 | 2 | 0 | 0 | 10 | 0 | 10 | 0
WAMCENTRIF | WAM Centrif c/w 1.5HP Nema Motor | Uncategorized |  |  | 0.5 | 2 | 0 | 0 | 8 | 0 | 8 | 0
WAREHOUSE-FAN1 | HTMH-71-4T-4 IE3 380V 60Hz IE3 - Roof Top Exhaust Fan | Uncategorized |  |  | 0.5 | 10 | 0 | 0 | 50 | 0 | 50 | 0
WD002 | FMD 600 x 600 x 50 W/D | Uncategorized | Filtermac Design ( Pty) Ltd | 169 | 0.8 | 13 | 0 | 0 | 45 | 0 | 45 | 7605
WGP3603033 | 22kW 4P 380-400-415/660-690//460V B3T 180L IE1 | Uncategorized | WEG South Africa | 15923.7 | 1.6 | 3 | 0 | 0 | 7 | 0 | 7 | 111465.9
WL 400 | Wall Mount | Uncategorized |  |  | 0.5 | 1 | 0 | 0 | 5 | 0 | 5 | 0
WL2525 | WEATHER LOUVRE 250*250 NS NA | Uncategorized | Advantage Air Africa Pty Ltd | 430.34 | 1.6 | 14 | 0 | 0 | 32 | 0 | 32 | 13770.88
WL6060 | WEATHER LOUVRE 600*600 NS NA | Uncategorized | Advantage Air Africa Pty Ltd | 1115.22 | 1.9 | 11 | 0 | 0 | 23 | 0 | 23 | 25650.06
WP P800 | WATERPAPER P800 | Uncategorized | MG AUTO PAINT (PTY) LTD | 5.22 | 0.5 | 2 | 0 | 0 | 10 | 0 | 10 | 52.2
WPF50/600/600/50 | Filter | Uncategorized | Filta Matix | 175.85 | 0.9 | 34 | 0 | 0 | 109 | 0 | 109 | 19167.65
WPF50/600/600/50. | WPF50/600/600/50 | Uncategorized | Filta Matix | 175.85 | 0.5 | 2 | 0 | 0 | 12 | 0 | 12 | 2110.2
WS | Wall sleeve, plate and flashing | Uncategorized | Intervent-Universal (Pty) Ltd | 701.67 | 0.9 | 3 | 0 | 0 | 9 | 0 | 9 | 6315.03
WSAWBS014 | [D]HBS350N[1] 14inch WOODWORKING | Uncategorized | Adendorff Machinery Mart | 11638.05 | 0.8 | 1 | 0 | 0 | 3 | 0 | 3 | 34914.15
Wooden crate charges | Wooden crate charges | Uncategorized | Regal Beloit Italy S.p.A - Nicotra . | 1085.46 | 0.9 | 1 | 0 | 0 | 3 | 0 | 3 | 3256.38
Z4540002 | Commission for HFEAVAO.AFM.000298-AECI CHEMICALS | Uncategorized |  |  | 0.5 | 1 | 0 | 0 | 2 | 0 | 2 | 0
ZZZ-SP 2200 | 0.37KW 4P 400 V B3 - IE2-OH71 M ORANGE1 | Uncategorized | Kurt Maier Motor-Press (South africa) (Pty) Ltd t/a EMAC | 7180 | 0.5 | 1 | 0 | 0 | 2 | 0 | 2 | 14360
bending | in house bending | Uncategorized | Kart Shop TA Ultimate Laser Cutting | 5.6 | 0.5 | 72 | 0 | 0 | 360 | 0 | 360 | 2016
copper cut | copper sheet (2000 x 1000 x 1.5mm) cut strips of 120mm across 2m length | Uncategorized | Airtec Fans & Engineering | 62.5 | 0.6 | 4 | 0 | 0 | 16 | 0 | 16 | 1000
fuel Surcharge | Fuel Surcharge | Uncategorized | Rhenus Logistics (Pty) Ltd | 81.45 | 1.8 | 2 | 0 | 0 | 4 | 0 | 4 | 325.8

## VSD
Item Code | Description | Category | Supplier | Cost | Lead Time (months) | Min | Current Stock | On Order | Max | Stock Value | Re-Order Qty | Re-Order Value
1.5kW VSD | 1.5kW Variable Speed Controller | VSD | AM SYSTEMS INTEGRATIONS (PTY) LTD | 5996.25 | 0.9 | 1 | 0 | 1 | 3 | 0 | 2 | 11992.5
3kW VSD | 3kW Variable Speed Controller | VSD | AM SYSTEMS INTEGRATIONS (PTY) LTD | 6674.85 | 0.9 | 4 | 0 | 3 | 14 | 0 | 11 | 73423.35
4kW VSD | 4kW Variable Speed Controller | VSD | AM SYSTEMS INTEGRATIONS (PTY) LTD | 7011.65 | 0.9 | 1 | 0 | 1 | 3 | 0 | 2 | 14023.3
5.5kW VSD | 5.5kW Variable Speed Controller | VSD | AM SYSTEMS INTEGRATIONS (PTY) LTD | 7709.22 | 0.9 | 2 | 0 | 1 | 6 | 0 | 5 | 38546.1

## Vents
Item Code | Description | Category | Supplier | Cost | Lead Time (months) | Min | Current Stock | On Order | Max | Stock Value | Re-Order Qty | Re-Order Value
KSB250 | KSB250 | Vents |  | 1922.9 | 0.5 | 1 | 0 | 0 | 2 | 0 | 2 | 3845.8
TTSILENTM100 | TTSILENTM100 | Vents |  | 1175.53 | 0.5 | 1 | 0 | 0 | 2 | 0 | 2 | 2351.06
TTSILENTM250 | TTSILENTM250 | Vents |  | 3172.84 | 0.5 | 2 | 0 | 0 | 8 | 0 | 8 | 25382.72
VCN100 | VCN100 - External Exhaust Fan - 100mm? | Vents |  | 990.91 | 0.5 | 1 | 0 | 0 | 2 | 0 | 2 | 1981.82
VCN150 | VCN150 - External Exhaust Fan - 150mm? | Vents |  | 1188.07 | 0.5 | 1 | 0 | 0 | 2 | 0 | 2 | 2376.14