## Item Movement Summary
Item | Period | Total QTY Purchased | Total QTY Sold | AMU
-GLF12.5-S - Galvanised Industrial Extractor Fan+ Grill & Louvers 1380sq, 380V,1.1kw, 440rpm, 44000m3/hr | 83 month(s) | 1 | 0 | 0.01
.30 Duct - 300mm Diameter-10 meter Long | 83 month(s) | 5 | 5 | 0.06
0.2543PM - 0.25kW 4P 380V Pad Mount Motor | 83 month(s) | 29 | 0 | 0.35
0.3723PM - 0.37kW 2P 380V Pad Mount Motor | 83 month(s) | 55 | 0 | 0.66
0.3741PM - 0.37KW 4P 220V Pad Mount Motor | 83 month(s) | 3 | 2 | 0.04
0.3743PM - 0.37kW 4P 380V Pad Mount Motor | 83 month(s) | 44 | 0 | 0.53
0.5523PM - 0.55kW 2P 380V Pad Mount Motor | 83 month(s) | 52 | 2 | 0.63
0.552P - 0.55Kw 2P 380V Pad Motor | 83 month(s) | 1 | 0 | 0.01
0.5541PM - 0.55KW 4P 220V Pad Mount Motor | 83 month(s) | 1 | 0 | 0.01
0.5543PM - 0.55kW 4P 380V Pad Mount Motor | 83 month(s) | 70 | 0 | 0.84
0.7523PM - 0.75kW 2P 380V Pad Mount Motor | 83 month(s) | 22 | 1 | 0.27
0.752P - 0.75Kw 2Pole 380V Pad Mount | 83 month(s) | 3 | 0 | 0.04
0.7541FM - 0.75Kw 220v Foot Mount | 83 month(s) | 1 | 0 | 0.01
0.7541PM - 0.75Kw 220v Pad Mount | 83 month(s) | 1 | 0 | 0.01
0.7543PM - 0.75kW 4P 380V Pad Mount Motor | 83 month(s) | 54 | 1 | 0.65
0.7563PM - 0.75kW 6P 380V Pad Mount Motor | 83 month(s) | 1 | 0 | 0.01
0.75kW VSD - Variable Speed Controller | 83 month(s) | 5 | 8 | 0.1
0010 - SPARE MOTOR - TIRACAMINO - Vortice Spare Motor for Tiracamino 0.12kW 4P 230V | 83 month(s) | 0 | 21 | 0.25
009 - HVF/75N c/w 0.24kW 750mm 220V | 83 month(s) | 0 | 20 | 0.24
02880 - PRA LOCKNUT BRASS No 0 & 1 - M20 | 83 month(s) | 3 | 0 | 0.04
053575 - AFROX PICKELING PASTE AOX 1LT | 83 month(s) | 2 | 0 | 0.02
1 IP 65 - Change IP Rating - Motor Size 90Watts 2Pole 380V to IP 65 | 83 month(s) | 4 | 0 | 0.05
1.1.2Pad - 1.1Kw 2P 380V Pad Mount Motor | 83 month(s) | 12 | 1 | 0.14
1.123PM - 1.1kW 2P 380V Pad Mount Motor | 83 month(s) | 22 | 0 | 0.27
1.141PM - 1.1kW 4P 220V Pad Mount Motor | 83 month(s) | 1 | 0 | 0.01
1.143FM - 1.1kW 4P 400V B3 QL3 | 83 month(s) | 5 | 0 | 0.06
1.143PM - 1.1kW 4P 380V Pad Mount Motor | 83 month(s) | 73 | 0 | 0.88
1.163PM - 1.1kW 6P 380V Pad Mount Motor | 83 month(s) | 2 | 0 | 0.02
1.523PM - 1.5kW 2P 380V Pad Mount Motor | 83 month(s) | 19 | 0 | 0.23
1.543PM - 1.5kW 4P 380V Pad Mount Motor | 83 month(s) | 53 | 0 | 0.64
1.563PM - 1.5kW 6P 380V Pad Mount Motor | 83 month(s) | 10 | 0 | 0.12
1.583PM - 1.5KW 8P 380V Pad Mount Motor | 83 month(s) | 1 | 0 | 0.01
1.5kW VSD - 1.5kW Variable Speed Controller | 83 month(s) | 0 | 1 | 0.01
100/112 FR 27.8 - 100/112 Motor Frame - 27.8 mm OD Spacer | 83 month(s) | 37 | 0 | 0.45
1000 HDG - 1000SC 1000mm Diam HDG Screen | 83 month(s) | 2 | 2 | 0.02
1000 ICS - Majax Inlet Cone & Screen | 83 month(s) | 0 | 2 | 0.02
1000 SIL - Inlet Silencer 1000 1.5D (1000mm Diameter to reduce noise on the dischargeside) | 83 month(s) | 0 | 1 | 0.01
1000 X 500 MM - Sand Trap Air Louver | 83 month(s) | 0 | 2 | 0.02
10000000 - Impeller 0560mm 'B' 250A14PR19mm 080Frame | 83 month(s) | 1 | 0 | 0.01
1000002 - Monthly Retainer - March 2025 | 83 month(s) | 4 | 0 | 0.05
1000005 - TURBINA CMP 616 14 LG (Impeller for CMP616-2T-0.75 230/400V) | 83 month(s) | 24 | 25 | 0.3
1000012 - HCD 20 4M | 83 month(s) | 8 | 17 | 0.2
1000013 - HCD 25 4M | 83 month(s) | 2 | 12 | 0.14
1000013. - HCD-30-4M 230V. 50/60Hz | 83 month(s) | 8 | 0 | 0.1
1000015 - HCD 30 4M | 83 month(s) | 5 | 22 | 0.27
1000016 - HCD 35 4M | 83 month(s) | 0 | 14 | 0.17
1000040 - HCT-25-2T/PL | 83 month(s) | 0 | 1 | 0.01
1000046 - HCT-31-2M/PL | 83 month(s) | 0 | 1 | 0.01
1000047 - HCT-31-2T/PL | 83 month(s) | 0 | 2 | 0.02
1000049 - HCT-31-4M/PL | 83 month(s) | 0 | 1 | 0.01
1000052 - HCT-35-2T/PL | 83 month(s) | 0 | 1 | 0.01
100081 - OPTECH OUTER LENS 110 X 90 | 83 month(s) | 5 | 0 | 0.06
100083 - OPTECH INNER LENS 108 X 51 | 83 month(s) | 5 | 0 | 0.06
100087 - SOLAR HELMET ADJUSTABLE (84-210300-11 | 83 month(s) | 1 | 0 | 0.01
1000CF - 1000 Diam Counter Flange | 83 month(s) | 59 | 47 | 0.71
1000CFUG - 1000 Diam Counter Flange Ungalvanised | 83 month(s) | 6 | 0 | 0.07
1000IC - Majax Inlet Cone | 83 month(s) | 12 | 10 | 0.14
1000MBP09 - 1-0350-240 P09 - 1000 Motor Bracket | 83 month(s) | 28 | 0 | 0.34
1000MF - 1000 Diam Mounting Feet | 83 month(s) | 70 | 76 | 0.92
1000MFUG - 1000 Diam Mounting Feet Ungalvanized | 83 month(s) | 24 | 0 | 0.29
1000S1.5DP - 1000 Diam Silencer 1.5D Podded | 83 month(s) | 10 | 10 | 0.12
1000S2.0DP - 1000 Diam Silencer 2.0D Podded | 83 month(s) | 4 | 4 | 0.05
1000SM1.0D - 1000 Diam Melinex Silencer 1.0D | 83 month(s) | 4 | 0 | 0.05
1000SM1.0DP - 1000 Diam Melinex Silencer 1.0D Podded | 83 month(s) | 0 | 4 | 0.05
1000SM1.5DP - 1000 Diam Melinex Silencer 1.5D Podded | 83 month(s) | 2 | 2 | 0.02
1002948 - HCT-40-4T-0.33/PL | 83 month(s) | 1 | 1 | 0.01
1005878 - HTM-56-4M | 83 month(s) | 0 | 1 | 0.01
1005879 - HTM-56-4T | 83 month(s) | 0 | 1 | 0.01
1006313 - HCDF-31-4T / ATEX / EXII2G Ex d | 83 month(s) | 1 | 0 | 0.01
1006315 - HCDF 35 - 4T - Flameproof | 83 month(s) | 0 | 1 | 0.01
1006321 - HCDF 50 - 4T - Flameproof | 83 month(s) | 0 | 2 | 0.02
1006663 - B-150 | 83 month(s) | 8 | 0 | 0.1
1006974 - RPA-20 | 83 month(s) | 4 | 0 | 0.05
1007140 - ACE-150 | 83 month(s) | 4 | 0 | 0.05
1007944 - CPV 1020 4T | 83 month(s) | 23 | 23 | 0.28
1007947 - CPV 1325 4T | 83 month(s) | 5 | 7 | 0.08
1007957 - CPV 1020 2TIE3 | 83 month(s) | 4 | 2 | 0.05
1007960 - CPV 1325 2TIE3 | 83 month(s) | 1 | 1 | 0.01
1008843 - CMA-218-2M | 83 month(s) | 0 | 3 | 0.04
1008844 - CMA-218-2T | 83 month(s) | 11 | 11 | 0.13
1008847 - CMA-324-2M | 83 month(s) | 3 | 4 | 0.05
1008849 - CMA-324-2T | 83 month(s) | 10 | 11 | 0.13
1008851 - CMA-325-2M | 83 month(s) | 45 | 41 | 0.54
1008852 - CMA-325-2T | 83 month(s) | 18 | 15 | 0.22
1008854 - CMA-426-2M | 83 month(s) | 23 | 24 | 0.29
1008856 - CMA-426-2T | 83 month(s) | 11 | 11 | 0.13
1008860 - CMA-527-2M | 83 month(s) | 2 | 0 | 0.02
1008861 - CMA-527-2T | 83 month(s) | 18 | 20 | 0.24
1008867 - CMA-531-2M-2 | 83 month(s) | 0 | 4 | 0.05
1008870 - CMA-528-2T-1.5 IE3 | 83 month(s) | 6 | 6 | 0.07
1008871 - CMA-528-2T-1 IE3 | 83 month(s) | 9 | 11 | 0.13
1008873 - CMA-531-2T-1.5 IE3 | 83 month(s) | 0 | 1 | 0.01
1008874 - CMA-531-2T-2 IE3 | 83 month(s) | 0 | 2 | 0.02
1008875 - CMA-531-2T-3 IE3 | 83 month(s) | 8 | 10 | 0.12
1009166 - CBD-2828-4M 3/4/HE | 83 month(s) | 11 | 0 | 0.13
100NB x 135mm - 100NB x 135mm Style 10 Linkflex 100% (Inner & Outer Tube) EPDM rubber bellows c/w mild steel | 83 month(s) | 17 | 17 | 0.2
100T600 - 100 Diam Tube Silencer 600L | 83 month(s) | 53 | 55 | 0.66
1010396 - CAM 540 2T | 83 month(s) | 0 | 2 | 0.02
1010401 - CAM 545 2T 4 c/w 3.0kw 2P 400V | 83 month(s) | 12 | 10 | 0.14
1010405 - CAM 550-2T-5.5 230/400V. IE3 | 83 month(s) | 2 | 0 | 0.02
1010407 - CAM 550 2T 7.5 | 83 month(s) | 5 | 4 | 0.06
1010522 - AT 10/10 SC2 - Double Unit | 83 month(s) | 0 | 3 | 0.04
1010596 - CAS 254 - 2T - 3 | 83 month(s) | 0 | 1 | 0.01
1010606 - CAS 463 - 2T - 7.5 | 83 month(s) | 0 | 1 | 0.01
101065 - ER70S MILD STEEL MIG WIRE 1.0MM | 83 month(s) | 90 | 0 | 1.08
1012-2010-A - SQUARE COMBINATION SET 4PC DASQUA | 83 month(s) | 1 | 0 | 0.01
1012391 - CMP 38 2M | 83 month(s) | 0 | 15 | 0.18
1012392 - CMP-38-2M/E 230V | 83 month(s) | 12 | 2 | 0.14
1012398 - CMP 512 2M | 83 month(s) | 14 | 13 | 0.17
1012411 - CMP 512 2T | 83 month(s) | 45 | 43 | 0.54
1012446 - CMP 514 2M | 83 month(s) | 51 | 36 | 0.61
1012461 - CMP 514 2T | 83 month(s) | 47 | 35 | 0.57
1012504 - CMP 616 2M | 83 month(s) | 11 | 10 | 0.13
1012516 - CMP 616 2T | 83 month(s) | 73 | 53 | 0.88
1012571 - CMP 718 2M | 83 month(s) | 0 | 7 | 0.08
1012594 - CMP 820 2M | 83 month(s) | 0 | 7 | 0.08
1012607 - CMP 820 4T | 83 month(s) | 5 | 3 | 0.06
1012658 - CMP 718 2T | 83 month(s) | 22 | 21 | 0.27
1012671 - CMP 820 2T | 83 month(s) | 10 | 11 | 0.13
1012695 - CMP 1025 2T 3 | 83 month(s) | 2 | 0 | 0.02
101397 - ANTI SPATTER 500ML | 83 month(s) | 20 | 0 | 0.24
101430 - SOAP STONE (1 Box = 144 or ea) | 83 month(s) | 144 | 0 | 1.73
1016608 - HEP-25-2T/H 220-240/380-415V | 83 month(s) | 3 | 0 | 0.04
1016614 - HEP-31-2M/H 220-240V | 83 month(s) | 6 | 6 | 0.07
1017052 - HC-25-2M/H | 83 month(s) | 0 | 4 | 0.05
1017069 - HC-25-4M/H | 83 month(s) | 4 | 7 | 0.08
1017082 - HC-31-2M/H | 83 month(s) | 0 | 1 | 0.01
1017097 - HC-31-4M/H | 83 month(s) | 1 | 3 | 0.04
1017106 - HC-35-4M/H | 83 month(s) | 0 | 19 | 0.23
1017125 - HC-40-4M/H | 83 month(s) | 0 | 2 | 0.02
1017127 - HC-40-4T/H | 83 month(s) | 0 | 4 | 0.05
1017130 - HC-40-6T/H | 83 month(s) | 0 | 2 | 0.02
1017131 - HC-45-4M/H | 83 month(s) | 0 | 5 | 0.06
1017138 - HC-45-6M/H | 83 month(s) | 1 | 0 | 0.01
1017139 - HC-45-6T/H | 83 month(s) | 0 | 2 | 0.02
1017140 - HC-50-4M/H | 83 month(s) | 1 | 5 | 0.06
1017142 - HC-50-4T/H | 83 month(s) | 1 | 2 | 0.02
1017147 - HC-50-6M/H | 83 month(s) | 0 | 1 | 0.01
1017148 - HC-50-6T/H | 83 month(s) | 0 | 2 | 0.02
1017177 - HC-56-4T/H IE3 | 83 month(s) | 2 | 0 | 0.02
1030701 - TIRACANO | 83 month(s) | 5 | 1 | 0.06
1034783 - NEOLINEO-125/V | 83 month(s) | 26 | 0 | 0.31
1034784 - NEOLINEO-150/V | 83 month(s) | 26 | 0 | 0.31
1034786 - NEOLINEO-200/V | 83 month(s) | 26 | 0 | 0.31
1034787 - NEOLINEO-250/V | 83 month(s) | 26 | 0 | 0.31
1034788 - NEOLINEO-315/V | 83 month(s) | 22 | 6 | 0.27
106X3SPA - PULLEY FRICTION BELT V-WEDGE 3 GROOVE SPA 1610 TAPER 106MM FENNER | 83 month(s) | 4 | 0 | 0.05
1100999 - Rental Sharp BP 30C25 Copier | 83 month(s) | 1 | 0 | 0.01
1105306 - CMP-1128-2T-5.5/S/PIE RD 230/400V. IE3 | 83 month(s) | 12 | 8 | 0.14
11102 - MG 120/5 LL | 83 month(s) | 0 | 14 | 0.17
11103 - MG 120/5 LL T | 83 month(s) | 0 | 1 | 0.01
11125 - MF 150 | 83 month(s) | 15 | 6 | 0.18
11128 - MF 120 T | 83 month(s) | 0 | 7 | 0.08
11133 - MF 150 LL | 83 month(s) | 15 | 27 | 0.33
11145 - MFO 100/4 | 83 month(s) | 0 | 3 | 0.04
11147 - MFO 120/5 | 83 month(s) | 0 | 5 | 0.06
112 TBLOCK AL F - BMG MOTORLINE SPARES | 83 month(s) | 1 | 0 | 0.01
11201 - M 100 / 4 | 83 month(s) | 0 | 19 | 0.23
112525 - 11Kw 2P 525V motor to suit 630 Fans | 83 month(s) | 5 | 2 | 0.06
11270 - ME 120/5 LL | 83 month(s) | 0 | 3 | 0.04
112X3SPA - PULLEY FRICTION BELT V-WEDGE 3 GROOVE SPA 2012 TAPER 112MM FENNER | 83 month(s) | 8 | 0 | 0.1
11301 - M 120 / 5 | 83 month(s) | 0 | 15 | 0.18
11311 - M 120 / 5 T | 83 month(s) | 0 | 4 | 0.05
11313 - MEX 100/4 LL 1S | 83 month(s) | 0 | 6 | 0.07
11322 - M 120 / 5 A LL | 83 month(s) | 0 | 2 | 0.02
11333 - MEX 120/5 LL IS | 83 month(s) | 0 | 4 | 0.05
11334 - MEX 120/5 1S LLT | 83 month(s) | 0 | 3 | 0.04
11401 - M 150 / 6 | 83 month(s) | 60 | 108 | 1.3
11402 - M 150 / 6 LL | 83 month(s) | 18 | 0 | 0.22
11411 - M 150 / 6 T | 83 month(s) | 0 | 1 | 0.01
11421 - M 150 / 6 A | 83 month(s) | 0 | 4 | 0.05
1143. - 11kW 4Pole 525V B3 NV3 IE1 Cast Iron | 83 month(s) | 2 | 0 | 0.02
1143PM - 11KW 4 POLE 380V Pad Mount Motor | 83 month(s) | 3 | 0 | 0.04
11741 - M120/5 P | 83 month(s) | 0 | 1 | 0.01
118X2SPA. - PULLEY FRICTION BELT V-WEDGE 2 GROOVESPA 1610 TAPER 118MM FENNER | 83 month(s) | 2 | 0 | 0.02
118X3SPA - PULLEY FRICTION BELT V-WEDGE 3 GROOVE SPA 2012 TAPER 118MM FENNER | 83 month(s) | 1 | 0 | 0.01
1200000 - Insurance | 83 month(s) | 1 | 0 | 0.01
12020 - MEDIO I | 83 month(s) | 1 | 2 | 0.02
12023 - SUPER I | 83 month(s) | 1 | 1 | 0.01
1210X28MM - TAPER LOCK BUSH METRIC 1210 28MM FENNER | 83 month(s) | 2 | 0 | 0.02
1212521 - AT 12/12 SC - Single Unit | 83 month(s) | 0 | 6 | 0.07
12412 - V 300/12 AR | 83 month(s) | 30 | 41 | 0.49
12413 - V 300/12 ARI | 83 month(s) | 0 | 3 | 0.04
12415 - V 300/12 AR LL S | 83 month(s) | 0 | 13 | 0.16
12416 - V 300/12 ARI LL S | 83 month(s) | 0 | 6 | 0.07
12452 - V 230/9 AR | 83 month(s) | 80 | 86 | 1.04
12453 - V 230/9 ARI | 83 month(s) | 0 | 27 | 0.33
12454 - V 230/9 P LL S | 83 month(s) | 0 | 8 | 0.1
12455 - V 230/9 AR LL S | 83 month(s) | 41 | 41 | 0.49
12456 - V 230/9 ARI LL S | 83 month(s) | 0 | 9 | 0.11
1250CF - 1250 Diam Counter Flange | 83 month(s) | 2 | 6 | 0.07
1250FC - 1250 Diam Flexible Connection | 83 month(s) | 8 | 8 | 0.1
1250MF - 1250 Diam Mounting Feet | 83 month(s) | 3 | 16 | 0.19
125T600 - 125 Diam Tube Silencer 600L | 83 month(s) | 12 | 8 | 0.14
125TTSilentM - 125 TT Silent M Fan | 83 month(s) | 0 | 50 | 0.6
12611 - V 150/6 P | 83 month(s) | 0 | 4 | 0.05
12612 - V 150/6 AR | 83 month(s) | 72 | 108 | 1.3
12613 - V 150/6 ARI | 83 month(s) | 20 | 16 | 0.24
12615 - V 150/6 AR LL S | 83 month(s) | 120 | 96 | 1.45
12616 - V 150/6 ARI LL S | 83 month(s) | 0 | 10 | 0.12
12943 - CR5 Speed Controller | 83 month(s) | 0 | 7 | 0.08
129521 - AT 12/9 SC - Single Unit | 83 month(s) | 0 | 4 | 0.05
12966 - C1.5 Speed Controller (to suit Lineo 100 to 200) | 83 month(s) | 30 | 46 | 0.55
12967 - C2.5 Speed Controller (to suit Lineo 250 to 315) | 83 month(s) | 0 | 18 | 0.22
12998 - PIR Sensor | 83 month(s) | 0 | 7 | 0.08
12X1 THREADED ROD 8.8 ZINC BLUE 12X1 975 8.8 ZB - 12X1 THREADED ROD 8.8 ZINC BLUE 12X1 975 8.8 ZB | 83 month(s) | 2 | 0 | 0.02
13-11 - CABTYRE - 6MM X 6 LUGS 10PKT | 83 month(s) | 8 | 0 | 0.1
13-12 - CABTYRE - 6MM X 8 LUGS 10PKT | 83 month(s) | 8 | 0 | 0.1
13001 - KIT TE 150/6 Roof Mounting | 83 month(s) | 0 | 1 | 0.01
13028 - KIT TC 230/9 | 83 month(s) | 14 | 0 | 0.17
132B0100 - OPT MICRO LCP DISPLAY W/O POTENTIOM | 83 month(s) | 1 | 0 | 0.01
1373000218 - MOTORE GM-63A4 B143F TC10 - TIRACAMINO MOTOR | 83 month(s) | 58 | 34 | 0.7
13mm X 8mm - A 2100 | 83 month(s) | 10 | 0 | 0.12
15-1 - TI8R BLK - T18R CABLE TIES BLACK 100MMX2 | 83 month(s) | 2 | 0 | 0.02
15-5 - T50R BLACK - T50R CABLE TIES BLACK 198MMX4 | 83 month(s) | 3 | 0 | 0.04
15000 - Tiracamino Chimney Fan for Chimney Tops | 83 month(s) | 138 | 154 | 1.86
1500W - TERAL 17.5KG | 83 month(s) | 4 | 0 | 0.05
1501 - ARCAL SPEED 50L CYLINDER 17.5KG | 83 month(s) | 2 | 0 | 0.02
1502479 - HTMH-71-4T-4 220/380V. 60Hz IE3 | 83 month(s) | 20 | 0 | 0.24
1503633 - CA/LINE/EC-31 50/60Hz. | 83 month(s) | 1 | 0 | 0.01
150T600 - 150 Diam Tube Silencer 600L | 83 month(s) | 123 | 124 | 1.49
150T900 - 150 Diam Tube Silencer 900L | 83 month(s) | 9 | 9 | 0.11
1515521 - AT 15/15 SC - Single Unit | 83 month(s) | 15 | 17 | 0.2
1515522 - AT 15/15 SC2 - Double Unit | 83 month(s) | 0 | 1 | 0.01
15928 - Repair CMP-1025-2T-3 ( ROS Del Note 15928) | 83 month(s) | 0 | 1 | 0.01
16 SQ MED SPRING WASHER Z/BLUE 16 7980 SS ZB - 16 SQ MED SPRING WASHER Z/BLUE 16 7980 SS ZB | 83 month(s) | 20 | 0 | 0.24
1600CF - 1600 Diam Counter Flange | 83 month(s) | 2 | 6 | 0.07
1600FC - 1600 Diam Flexible Connection | 83 month(s) | 2 | 4 | 0.05
1600IC - 1600 Dia Inlet Cone | 83 month(s) | 0 | 2 | 0.02
1600MF - 1600 Diam Mounting Feet | 83 month(s) | 0 | 14 | 0.17
16039 - CA 250 VO In-Line Tube Fan Plastic Casing | 83 month(s) | 1 | 0 | 0.01
1609CL - 160/9 Clamp - to suit, 14mm, 19mm, 24mm and 28mm bore hubs | 83 month(s) | 330 | 0 | 3.98
1609H14 - 160/9 Hub - 14mm | 83 month(s) | 112 | 0 | 1.35
1609H19 - 160/9 Hub - 19mm | 83 month(s) | 91 | 0 | 1.1
1609H24 - 160/9 Hub - 24mm | 83 month(s) | 82 | 0 | 0.99
1609H28 - 160/9 Hub - 28mm | 83 month(s) | 49 | 0 | 0.59
160X3SPA - PULLEY FRICTION BELT V-WEDGE 3 GROOVE SPA 2517 TAPER 160MM FENNER | 83 month(s) | 8 | 0 | 0.1
1610X25MM. - TAPER LOCK BUSH METRIC 1610 25MM FENNER | 83 month(s) | 2 | 0 | 0.02
1610X28MM. - Taper Lock Bush Metric 1610 28mm FE | 83 month(s) | 8 | 0 | 0.1
1610X38MM - TAPER LOCK BUSH METRIC 1610 38MM FENNER | 83 month(s) | 3 | 0 | 0.04
16183 - CA 150 MD E RF | 83 month(s) | 2 | 0 | 0.02
16702 - PRA GLD FLP TTECH SWA D/COMP NO1 M20 | 83 month(s) | 4 | 0 | 0.05
168-37 - FAS3212LF RIVET FA - 3.2MMX12MM POP RIVETS | 83 month(s) | 4 | 0 | 0.05
16X1 THREADED ROD 8 . 8 ZINC BLUE 16X1 975 8 .8 ZB - 16X1 THREADED ROD 8 . 8 ZINC BLUE 16X1 975 8 .8 ZB | 83 month(s) | 10 | 0 | 0.12
17005 - LINEO 1000 VO | 83 month(s) | 0 | 1 | 0.01
17021 - LINEO 100 TVO | 83 month(s) | 0 | 4 | 0.05
17143 - LINEO 100 Q | 83 month(s) | 0 | 4 | 0.05
17144 - LINEO 100 | 83 month(s) | 0 | 13 | 0.16
17145 - LINEO 125 | 83 month(s) | 10 | 14 | 0.17
17146 - LINEO 150 | 83 month(s) | 8 | 73 | 0.88
17148 - LINEO 200 Q | 83 month(s) | 8 | 4 | 0.1
17160 - LINEO 100 QUIET | 83 month(s) | 8 | 11 | 0.13
17161 - LINEO 125 QUIET | 83 month(s) | 30 | 15 | 0.36
17162 - LINEO 150 QUIET | 83 month(s) | 103 | 87 | 1.24
17164 - LINEO 200 QUIET | 83 month(s) | 96 | 96 | 1.16
17165 - LINEO 250 QUIET | 83 month(s) | 128 | 128 | 1.54
17166 - LINEO 315 QUIET | 83 month(s) | 71 | 69 | 0.86
17180 - LINEO 200 | 83 month(s) | 38 | 51 | 0.61
17181 - LINEO 250 | 83 month(s) | 30 | 31 | 0.37
17182 - LINEO 315 | 83 month(s) | 72 | 101 | 1.22
17185 - LINEO 100 T | 83 month(s) | 0 | 4 | 0.05
18.5KW 4P 380V IP55 300 C/2HR - WEG SMOKEX PAD W22 MOTOR | 83 month(s) | 1 | 0 | 0.01
1813521 - AT 18/13 SC - Single Unit | 83 month(s) | 1 | 0 | 0.01
1818521 - AT 18/18 SC - Single Unit | 83 month(s) | 11 | 29 | 0.35
1818522 - AT 18/18 SC2 - Double Unit | 83 month(s) | 0 | 1 | 0.01
18INLET-CONE - 18 Inch Inlet Cone | 83 month(s) | 1 | 0 | 0.01
1920 - RENTAL MONTHLY | 83 month(s) | 6 | 0 | 0.07
194832 - M10 FLAT WASHER DIN 125A ZINC BLUE (10 .5i/dx20o/dX2thk) | 83 month(s) | 260 | 0 | 3.13
194843 - M12 FLAT WASHER DIN 125A ZINC BLUE (13i/d x 24o/d x 2 .5 thk) | 83 month(s) | 932 | 0 | 11.23
194856 - M16 FLAT WASHER DIN 125A ZINC BLUE (17i/d x 30o/d X 3thk) | 83 month(s) | 800 | 0 | 9.64
194916 - M6 (6.4 X12X1.6) FLAT WASHER DIN 125A ZINC BLUE | 83 month(s) | 300 | 0 | 3.61
194925 - M8 FLAT WASHER DIN 125A ZINC BLUE (8 . 4ID*16OD*1 . 6THICK) | 83 month(s) | 160 | 0 | 1.93
2.2 kw VSD - Speed controller | 83 month(s) | 0 | 3 | 0.04
2.223PM - 2.2kW 2P 380V Pad Mount Motor | 83 month(s) | 16 | 1 | 0.19
2.243FM - 2.2kW 4P 380V Foot Mount Motor | 83 month(s) | 4 | 0 | 0.05
2.243PM - 2.2kW 4P 380V Pad Mount Motor | 83 month(s) | 71 | 14 | 0.86
200LS - Louvre Shutter | 83 month(s) | 0 | 6 | 0.07
200T1200 - 200 Diam Tube Silencer 1200L | 83 month(s) | 16 | 16 | 0.19
200T600 - 200 Diam Tube Silencer 600L | 83 month(s) | 200 | 217 | 2.61
200T900 - 200 Diam Tube Silencer 900L | 83 month(s) | 4 | 4 | 0.05
2012X25MM. - TAPER LOCK BUSH METRIC 2012 25MM FENNER | 83 month(s) | 1 | 0 | 0.01
2012X38MM - TAPER LOCK BUSH METRIC 2012 38MM FENNER | 83 month(s) | 11 | 0 | 0.13
214165 - M10X25X2 FLAT WASHER Z/BLUE | 83 month(s) | 100 | 0 | 1.2
214899 - M12X30X3 FLAT WASHER Z/BLUE | 83 month(s) | 100 | 0 | 1.2
220025 - M8 . 4*20*3 FLAT WASHER Z/BLUE | 83 month(s) | 100 | 0 | 1.2
22010 - 100 Wall Fans | 83 month(s) | 0 | 33 | 0.4
22020 - 120/150 Wall Fixed Grills | 83 month(s) | 144 | 128 | 1.73
22131 - F 100 / 4 WINDOW KIT | 83 month(s) | 0 | 3 | 0.04
22132 - F 120 / 5 WINDOW KIT | 83 month(s) | 0 | 3 | 0.04
22133 - F 150 / 6 WINDOW KIT | 83 month(s) | 0 | 3 | 0.04
221331 - M150/6 Spare Motor | 83 month(s) | 0 | 1 | 0.01
22165 - FG 100 FIXED GRILLE (VOR 22165) | 83 month(s) | 0 | 6 | 0.07
22167 - FG 150 FIXED GRILLE (VOR 22167) | 83 month(s) | 0 | 11 | 0.13
2243FM - 22kW 4P 380V Foot Mount Motor | 83 month(s) | 2 | 0 | 0.02
22M16X150 - M16 X 150 HT Setscrews | 83 month(s) | 8 | 0 | 0.1
235829 - M16*120 HT HEX BOLT Z/BLUE | 83 month(s) | 4 | 0 | 0.05
237756 - M10*16 HT HEX SET SCREW Z/BLUE | 83 month(s) | 160 | 0 | 1.93
237939 - M12*20 HT HEX SET SCREW Z/BLUE 12X20 933 8.8 ZB | 83 month(s) | 160 | 0 | 1.93
238028 - M12*60 HT HEX SET SCREW Z/BLUE | 83 month(s) | 88 | 0 | 1.06
238062 - M12*90 HT HEX SET SCREW Z/BLUE | 83 month(s) | 80 | 0 | 0.96
238152 - M16*100 HT HEX SET SCREW Z/BLUE | 83 month(s) | 200 | 0 | 2.41
238166 - M16*120 HT HEX SET SCREW Z/BLUE | 83 month(s) | 100 | 0 | 1.2
238185 - M16*150 HT HEX SET SCREW ZINC BLUE | 83 month(s) | 60 | 0 | 0.72
238307 - M16*80 HT HEX SET SCREW Z/BLUE | 83 month(s) | 20 | 0 | 0.24
239044 - M5*16 HT HEX SET SCREW Z/BLUE | 83 month(s) | 200 | 0 | 2.41
239158 - M6*25 HT HEX SET SCREW Z/BLUE | 83 month(s) | 300 | 0 | 3.61
239281 - M8*16 HT SET SCREW Z/BLUE | 83 month(s) | 160 | 0 | 1.93
241419 - M10 (10.5X20X2) DIN 125 FLAT WASHER S/S 304 - A2 | 83 month(s) | 120 | 0 | 1.45
241420 - M12 FLAT WASHER DIN 125A - (13i/dX24o/dX2.5thk) S/S 304 - A2 | 83 month(s) | 332 | 0 | 4
241421 - M16 (17X30X3) FLAT WASHER DIN 125A S/S 304 - A2 | 83 month(s) | 280 | 0 | 3.37
241440 - M5 FLAT WASHER DIN 125A S/S 304 - A2 -(5.3i/d X 10o/d X 1thk) | 83 month(s) | 120 | 0 | 1.45
241442 - M6 FLAT WASHER DIN 125A S/S 304 - A2 - (6.4X12.5X1.6) | 83 month(s) | 120 | 0 | 1.45
244896 - M10*25 HEX SET SCREW S/S 304 - A2 | 83 month(s) | 120 | 0 | 1.45
244949 - M12*25 HEX SET SCREW S/S A2 - 304 | 83 month(s) | 120 | 0 | 1.45
244999 - M16X120 A2 HEX SET SCREW | 83 month(s) | 80 | 0 | 0.96
245022 - M16*60 HEX SET SCREW S/S A2 - 304 | 83 month(s) | 8 | 0 | 0.1
245035 - M16*90 A2 HEX SET SCREW | 83 month(s) | 8 | 0 | 0.1
2450x1225x2mm - HR Sheet CQ 2450x1225x2mm | 83 month(s) | 4 | 0 | 0.05
2450x1225x3mm - HR Sheet SAE1008 2450x1225x3 | 83 month(s) | 1 | 0 | 0.01
2450x1225x4mm - HR Sheet CQ 2450x1225x4 mm | 83 month(s) | 2 | 0 | 0.02
245199 - M5*16 HEX SET SCREW S/S 304 - A2 | 83 month(s) | 420 | 0 | 5.06
245232 - M6*16 A2 HEX SET SCREW | 83 month(s) | 420 | 0 | 5.06
245328 - M12 HEX NUT S/S 304 - A2 | 83 month(s) | 144 | 0 | 1.73
245333 - M16 HEX NUT S/S A2 304 | 83 month(s) | 240 | 0 | 2.89
245381 - M5 HEX NUTS S/S 304 - A2 | 83 month(s) | 300 | 0 | 3.61
245388 - M6 HEX NUT S/S 304 - A2 | 83 month(s) | 300 | 0 | 3.61
250/355 WC - Wall Cowl Galvanized | 83 month(s) | 3 | 0 | 0.04
25001 - PRA BLANKING PLUG FLP Exd 20mm | 83 month(s) | 2 | 0 | 0.02
25012CL - 250/12 Clamp - to suit, 38mm and 42mm bore hubs | 83 month(s) | 69 | 0 | 0.83
25012H19 - 250/12 Hub - 19mm | 83 month(s) | 4 | 0 | 0.05
25012H24 - 250/12 Hub - 24mm bore | 83 month(s) | 30 | 0 | 0.36
25012H28 - 250/12 Hub - 28mm bore | 83 month(s) | 18 | 0 | 0.22
25012H38 - 250/12 Hub - 38mm | 83 month(s) | 12 | 0 | 0.14
25012H42 - 250/12 Hub - 42mm | 83 month(s) | 6 | 0 | 0.07
250LS - Louvre Shutter | 83 month(s) | 0 | 2 | 0.02
250T1200 - 250 Diam Tube Silencer 1200L | 83 month(s) | 3 | 3 | 0.04
250T600 - 250 Diam Tube Silencer 600L | 83 month(s) | 149 | 149 | 1.8
2517X25MM. - TAPER LOCK BUSH METRIC 2517 25MM FENNER | 83 month(s) | 5 | 0 | 0.06
2517X28MM - TAPER LOCK BUSH METRIC 2517 28MM FENNER | 83 month(s) | 1 | 0 | 0.01
2517X35MM - TAPER LOCK BUSH METRIC 2517 35MM FENNER | 83 month(s) | 2 | 0 | 0.02
257799 - M10 DIN 934 GRADE 8.8 HEX NUT - Satinless Steel | 83 month(s) | 120 | 0 | 1.45
257855 - M16 GR8 HEX NUT Z/BLUE | 83 month(s) | 610 | 0 | 7.35
258032 - M5 HT HEX NUT Z/BLUE | 83 month(s) | 200 | 0 | 2.41
258205 - M12 HT NYLOCK NUT | 83 month(s) | 40 | 0 | 0.48
258306 - M6 HT NYLOCK NUT | 83 month(s) | 300 | 0 | 3.61
26-29 - 4MM RED RING LUGS | 83 month(s) | 4 | 0 | 0.05
26-30 - 5MM RED RING LUGS | 83 month(s) | 4 | 0 | 0.05
26027 - DEUMIDO 20 | 83 month(s) | 0 | 4 | 0.05
267215 - M12 HEX NUT ZINC BLUE | 83 month(s) | 704 | 0 | 8.48
3 MM PLT - Bending | 83 month(s) | 160 | 0 | 1.93
3000x1500x1.9mm - HR Sheet CQ 3000x1500x1.9mm | 83 month(s) | 1 | 0 | 0.01
3000x1500x3mm - HR Sheet CQ 3000x1500x3mm | 83 month(s) | 1 | 0 | 0.01
3000x1500x4mm - HR Sheet CQ 3000x1500x4mm | 83 month(s) | 2 | 0 | 0.02
300WL - Weather Louvre | 83 month(s) | 0 | 1 | 0.01
30301 - C 10/2 T ATEX II 2G/D h T3/125 X Gb/Db | 83 month(s) | 0 | 1 | 0.01
30305 - C 20/2 T ATEX II 2G/D h T3/125 X Gb/Db | 83 month(s) | 0 | 1 | 0.01
30311 - C 37/4 T ATEX II 2G/D h T3/125 X Gb/Db | 83 month(s) | 0 | 1 | 0.01
315 LS - Louvre Shutter | 83 month(s) | 0 | 1 | 0.01
315-560AVMS - 315 to 560 NDA RED ANeoprene Floor Mounts | 83 month(s) | 1538 | 1060 | 18.53
315CF - 315 Diam Counter Flange | 83 month(s) | 333 | 261 | 4.01
315FC - 315 Diam Flexible Connection | 83 month(s) | 6 | 4 | 0.07
315MBP01 - 1-0350-240-P01 - 315 Motor Bracket | 83 month(s) | 372 | 0 | 4.48
315MF - 315 Diam Mounting Feet | 83 month(s) | 269 | 353 | 4.25
315PLT400-2MM - 315 Casing Sheet - 995 x 315 - 2mm | 83 month(s) | 10 | 0 | 0.12
315S1.0DP - 315 Diam Silencer 1.0D Podded | 83 month(s) | 4 | 3 | 0.05
315S1.5DP - 315 Diam Silencer 1.5D Podded | 83 month(s) | 150 | 147 | 1.81
315S2.0DP - 315 Diam Silencer 2.0D Podded | 83 month(s) | 17 | 19 | 0.23
315SM1.5DP - 315 Diam Melinex Silencer 1.5D Podded | 83 month(s) | 2 | 2 | 0.02
315T300 - 315 Diam Tube Silencer 300L | 83 month(s) | 10 | 10 | 0.12
315T600 - 315 Diam Tube Silencer 600L | 83 month(s) | 349 | 370 | 4.46
315T900 - 315 Diam Tube Silencer 900L | 83 month(s) | 1 | 1 | 0.01
323PM - 3kW 2P 380V Pad Mount Motor | 83 month(s) | 13 | 0 | 0.16
343FM - 3kW 4P 380V Foot Mount Motor | 83 month(s) | 6 | 0 | 0.07
343PM - 3kW 4P 380V Pad Mount Motor | 83 month(s) | 51 | 2 | 0.61
350 LV - Louvre Shutter | 83 month(s) | 0 | 3 | 0.04
355MF - 355 Diam Mounting Feet | 83 month(s) | 4 | 0 | 0.05
355T600. - 355 Diam Tube Silencer 600L | 83 month(s) | 57 | 59 | 0.71
363PM - 3kW 6P 380V Pad Mount Motor | 83 month(s) | 0 | 1 | 0.01
380W, 230V, 800m3/hr, 75lt - Evaporative Air Cooler: 3 Speed | 83 month(s) | 0 | 4 | 0.05
3kW VSD - 3kW Variable Speed Controller | 83 month(s) | 0 | 5 | 0.06
3mm gal plt - Program 1 - program 1 | 83 month(s) | 4 | 0 | 0.05
3mm galv plt - Bracket - Bracket | 83 month(s) | 2 | 0 | 0.02
3mm galv plt - Mounting feet | 83 month(s) | 5 | 0 | 0.06
3mm plt - program 2 - Program 2 | 83 month(s) | 4 | 0 | 0.05
4 kW 2P 112M - 3Ph 380-400-415 Standard Efficiency IC418 - TEAO - B30L(D) | 83 month(s) | 1 | 0 | 0.01
400053 - 25A TIP HOLDER M6 | 83 month(s) | 20 | 0 | 0.24
400080 - TB 250 SHROUD | 83 month(s) | 20 | 0 | 0.24
400184 - LINER 1.00MM AND 1.2MM 4 METRE | 83 month(s) | 4 | 0 | 0.05
400238 - CONTACT TIP BNZ STYLE M6 1.0MM | 83 month(s) | 20 | 0 | 0.24
400C400 - 400 Casing x 400mm Long - DO NOT DRILL MOTOR AND BRACKET HOLES | 83 month(s) | 6 | 0 | 0.07
400CF - 400 Diam Counter Flange | 83 month(s) | 331 | 284 | 3.99
400FC - 400 Diam Flexible Connection | 83 month(s) | 13 | 7 | 0.16
400HVJ-2S - 400 Diam Vertical Discharge Unit | 83 month(s) | 1 | 1 | 0.01
400MBP02 - 1-0350-240 P02 - 400 Motor Bracket | 83 month(s) | 312 | 0 | 3.76
400MF - 400 Diam Mounting Feet | 83 month(s) | 230 | 365 | 4.4
400PLT400-2MM - 400 Casing Sheet - 1262 x 400 - 2mm | 83 month(s) | 10 | 0 | 0.12
400S1.0D - 400 Diam Silencer 1.0D | 83 month(s) | 0 | 2 | 0.02
400S1.0DP - 400 Diam Silencer 1.0D Podded | 83 month(s) | 1 | 1 | 0.01
400S1.5D - 400 Diam Silencer 1.5D | 83 month(s) | 3 | 5 | 0.06
400S1.5DP - 400 Diam Silencer 1.5D Podded | 83 month(s) | 121 | 123 | 1.48
400S2.0DP - 400 Diam Silencer 2.0D Podded | 83 month(s) | 46 | 45 | 0.55
400SC - 400 Diam Side Screen | 83 month(s) | 12 | 8 | 0.14
400SM1.5DP - 400 Diam Melinex Silencer 1.5D Podded | 83 month(s) | 14 | 12 | 0.17
400WL - Weather Louvre | 83 month(s) | 0 | 2 | 0.02
40302 - E 304 M ATEX II 2G/D h T3/125 X Gb/Db | 83 month(s) | 2 | 5 | 0.06
40304 - E 354 M ATEX II 2G/D h T3/125 X Gb/Db | 83 month(s) | 2 | 3 | 0.04
40306 - E 404 M ATEX II 2G/D h T3/125 X Gb/Db | 83 month(s) | 4 | 2 | 0.05
40308 - E 454 M ATEX II 2G/D h T3/125 X Gb/Db | 83 month(s) | 0 | 1 | 0.01
40309 - E 254 T ATEX II 2G/D h T3/125 X Gb/Db | 83 month(s) | 0 | 1 | 0.01
40310 - E 304 T ATEX II 2G/D h T3/125 X Gb/Db | 83 month(s) | 0 | 4 | 0.05
40313 - E 354 T ATEX II 2G/D h T3/125 X Gb/Db | 83 month(s) | 2 | 1 | 0.02
40314 - E404 T ATEX | 83 month(s) | 0 | 3 | 0.04
40315 - E 454 T ATEX II 2G/D h T3/125 X Gb/Db | 83 month(s) | 0 | 2 | 0.02
40322 - E 354 M ATEX II 2G/D h T3/125 X Gb/Db | 83 month(s) | 1 | 0 | 0.01
40324 - E 454 M ATEX II 2G/D h T3/125 X Gb/Db | 83 month(s) | 1 | 0 | 0.01
40329 - E 454 T ATEX II 2G/D h T3/125 X Gb/Db | 83 month(s) | 2 | 0 | 0.02
42116 - BD 12/12 T6 1.1KW 251520160 | 83 month(s) | 10 | 2 | 0.12
42227 - A-E 304 T | 83 month(s) | 1 | 0 | 0.01
42259 - A-E 354 T | 83 month(s) | 1 | 0 | 0.01
423PM - 4kW 2P 380V Pad Mount Motor | 83 month(s) | 24 | 0 | 0.29
44.13.0010 - Round Terminal Block | 83 month(s) | 50 | 0 | 0.6
443FM - 4KW 4 D112 ALU Foot 400V IE1 SN: | 83 month(s) | 2 | 0 | 0.02
443PM - 4kW 4P 380V Pad Mount Motor | 83 month(s) | 41 | 0 | 0.49
450CF - 450 Diam Counter Flange | 83 month(s) | 0 | 2 | 0.02
450MF - 450 Diam Mounting Feet | 83 month(s) | 0 | 4 | 0.05
46000 - PRA GLAND FLP Exde BRASS CPR N0S M20 | 83 month(s) | 8 | 0 | 0.1
460CF - 460 Diam Counter Flanges | 83 month(s) | 2 | 0 | 0.02
460MF - 460 Diam Mounting Feet | 83 month(s) | 4 | 0 | 0.05
49111090 - CATALOGO | 83 month(s) | 1 | 0 | 0.01
4kW VSD - 4kW Variable Speed Controller | 83 month(s) | 0 | 1 | 0.01
4mm Grub Screw - 4mm Grub Screw | 83 month(s) | 10 | 0 | 0.12
4mm plt - 1000 Flanges Special request | 83 month(s) | 3 | 0 | 0.04
5.523FM - 5.5KW 2P 400V FOOT MOUNT MOTOR | 83 month(s) | 3 | 0 | 0.04
5.523PM - 5.5 kW 2P 380V Pad Mount Motor | 83 month(s) | 6 | 0 | 0.07
5.543PM - 5.5kW 4P 380V Pad Mount Motor | 83 month(s) | 17 | 4 | 0.2
5.5kW VSD - 5.5kW Variable Speed Controller | 83 month(s) | 0 | 2 | 0.02
500 SC - 500 Diam Side Screen (HOT DEEP GALV) | 83 month(s) | 8 | 0 | 0.1
500C400 - 500 Casing x 400mm Long - DO NOT DRILL MOTOR AND BRACKET HOLES | 83 month(s) | 6 | 0 | 0.07
500CF - 500 Diam Counter Flange | 83 month(s) | 203 | 205 | 2.47
500CFUG - 500 Diam Counter Flange Ungalvanised | 83 month(s) | 20 | 0 | 0.24
500FC - 500 Diam Flexible Connection | 83 month(s) | 12 | 6 | 0.14
500HVJ-2S - 500 Diam Vertical Discharge Unit | 83 month(s) | 2 | 2 | 0.02
500IM - Spare Impeller | 83 month(s) | 3 | 0 | 0.04
500MBP03 - 1-0350-240 P03 - 500 Motor Bracket | 83 month(s) | 248 | 0 | 2.99
500MF - 500 Diam Mounting Feet | 83 month(s) | 180 | 301 | 3.63
500MFUG - 500 Diam Mounting Feet Ungalvanized | 83 month(s) | 18 | 0 | 0.22
500PLT400-2MM - 500 Casing Sheet - 1579 x 400 - 2mm | 83 month(s) | 6 | 0 | 0.07
500PLT400-3MM - 500 Casing Sheet - 1579 x 400 - 3mm | 83 month(s) | 6 | 0 | 0.07
500S1.0DP - 500 Diam Silencer 1.0D Podded | 83 month(s) | 3 | 3 | 0.04
500S1.5D - 500 Diam Silencer 1.5D | 83 month(s) | 0 | 2 | 0.02
500S1.5DP - 500 Diam Silencer 1.5D Podded | 83 month(s) | 83 | 81 | 1
500S2.0DP - 500 Diam Silencer 2.0D Podded | 83 month(s) | 41 | 61 | 0.73
500SC- - Screen | 83 month(s) | 3 | 3 | 0.04
500SM1.5D - 500 Diam Melinex Silencer 1.5D | 83 month(s) | 0 | 2 | 0.02
500SM1.5DP - 500 Diam Melinex Silencer 1.5D Podded | 83 month(s) | 1 | 2 | 0.02
500SM2.0DP - 500 Diam Melinex Silencer 2.0D Podded | 83 month(s) | 2 | 2 | 0.02
500mm Zinc - - Zinc Filter Clips | 83 month(s) | 48 | 0 | 0.58
51070 - PRA REDUCER FLP Ex d/e 32M-25F | 83 month(s) | 4 | 0 | 0.05
549CFUG - B - 549 Diam Counter Flange Ungalvanised - Buffalo | 83 month(s) | 12 | 0 | 0.14
560 20.D.8 - Spare Impeller | 83 month(s) | 1 | 0 | 0.01
560 FB - Filter Box | 83 month(s) | 0 | 3 | 0.04
560/150/10 SI - Spare Impeller (560mm 'B' 150A10AR 19mm 080Frame Deg 21 DEG - FM3181) | 83 month(s) | 1 | 0 | 0.01
560CF - 560 Diam Counter Flange | 83 month(s) | 228 | 241 | 2.9
560CFUG - 560 Diam Counter Flange Ungalvanised | 83 month(s) | 18 | 0 | 0.22
560FC - 560 Diam Flexible Connection | 83 month(s) | 17 | 17 | 0.2
560HVJ-2S - 560 Diam Vertical Discharge Unit | 83 month(s) | 11 | 7 | 0.13
560IMP - Impeller 560/250/14 Aluminum - 20 deg pitch, Form B, 24mm Bore | 83 month(s) | 1 | 0 | 0.01
560MBP04 - 1-0350-240 P04 - 560 Motor Bracket | 83 month(s) | 256 | 0 | 3.08
560MF - 560 Diam Mounting Feet | 83 month(s) | 233 | 456 | 5.49
560PLT400-2MM - 560 Casing Sheet - 1767 x 400 - 2mm | 83 month(s) | 6 | 0 | 0.07
560PLT400-3MM - 560 Casing Sheet - 1767 x 400 - 3mm | 83 month(s) | 7 | 0 | 0.08
560S1.5D - 560 Diam Silencer 1.5D | 83 month(s) | 2 | 0 | 0.02
560S1.5DP - 560 Diam Silencer 1.5D Podded | 83 month(s) | 102 | 110 | 1.33
560S2.0DP - 560 Diam Silencer 2.0D Podded | 83 month(s) | 30 | 40 | 0.48
560SC - Screen | 83 month(s) | 17 | 2 | 0.2
560SM1.0DP - 560 Diam Melinex Silencer 1.0D Podded | 83 month(s) | 1 | 1 | 0.01
560SM1.5DP - 560 Diam Melinex Silencer 1.5D Podded | 83 month(s) | 16 | 16 | 0.19
560SM2.0DP - 560 Diam Melinex Silencer 2.0D Podded | 83 month(s) | 4 | 0 | 0.05
600 X 600 - Sand Trap Air Louver | 83 month(s) | 0 | 1 | 0.01
600/150 - 150NB T600 RINGS CUT IN ORDER TO MACHINE FLANGES | 83 month(s) | 6 | 0 | 0.07
600WC - Wall Cowl & Screen | 83 month(s) | 0 | 1 | 0.01
600WL - Weather Louvre | 83 month(s) | 0 | 3 | 0.04
6038M104 - AT18/18 AR 035 PHASE | 83 month(s) | 5 | 3 | 0.06
610318 - DD 12/9 - 610318 - 1100W 6P 400V - 3Ph | 83 month(s) | 0 | 2 | 0.02
610633 - DD 7/7 - 610633 - 147W 4P 230V-1Ph | 83 month(s) | 0 | 6 | 0.07
630-1000AVMS - 630 to 1000 NDB GREEN Neoprene Floor Mounts | 83 month(s) | 1284 | 936 | 15.47
630.20.D.4 - Spare Impeller | 83 month(s) | 1 | 0 | 0.01
630/150/10 SI - Spare Impeller (0630mm 'B' 150A10AR 24mm 090Frame Deg 35 DEG - FM3180) | 83 month(s) | 1 | 0 | 0.01
630/150/5 SI - Spare Impeller | 83 month(s) | 6 | 2 | 0.07
630/250/7SI - Spare Impeller | 83 month(s) | 1 | 1 | 0.01
630/3/6 - UV 630/3/6 c/w 1.5 kW 6 Pole 380V | 83 month(s) | 4 | 3 | 0.05
630CF - 630 Diam Counter Flange | 83 month(s) | 236 | 275 | 3.31
630CFUG - 630 Diam Counter Flange Ungalvanised | 83 month(s) | 32 | 0 | 0.39
630FC - 630 Diam Flexible Connection | 83 month(s) | 20 | 18 | 0.24
630HD - 630mm Horizontal Discharge Unit with flange and mesh | 83 month(s) | 1 | 0 | 0.01
630HVJ-2S - 630 Diam Vertical Discharge Unit | 83 month(s) | 16 | 16 | 0.19
630MBP05 - 1-0350-240 P05 - 630 Motor Bracket | 83 month(s) | 184 | 0 | 2.22
630MF - 630 Diam Mounting Feet | 83 month(s) | 317 | 480 | 5.78
630MFUG - 630 Diam Mounting Feet Ungalvanized | 83 month(s) | 27 | 0 | 0.33
630PLT400-3MM - 630 Casing Sheet - 1987 x 400 - 3mm | 83 month(s) | 8 | 0 | 0.1
630S1.5DP - 630 Diam Silencer 1.5D Podded | 83 month(s) | 85 | 95 | 1.14
630S2.0D - 630 Diam Silencer 2.0D | 83 month(s) | 1 | 1 | 0.01
630S2.0DP - 630 Diam Silencer 2.0D Podded | 83 month(s) | 15 | 34 | 0.41
630SC - Screen | 83 month(s) | 2 | 0 | 0.02
630SM1.0DP - 630 Diam Melinex Silencer 1.0D Podded | 83 month(s) | 2 | 2 | 0.02
630SM1.5D - 630 Diam Melinex Silencer 1.5D | 83 month(s) | 2 | 0 | 0.02
630SM1.5DP - 630 Diam Melinex Silencer 1.5D Podded | 83 month(s) | 36 | 33 | 0.43
630SM2.0DP - 630 Diam Melinex Silencer 2.0D Podded | 83 month(s) | 4 | 0 | 0.05
630WC - Wall Cowl & Screen | 83 month(s) | 1 | 0 | 0.01
6M020K - DDM 9/7 6M020K - 300W 4P 400V-3Ph | 83 month(s) | 0 | 1 | 0.01
6M020M - DDM 9/7 - 6M020M - 550W 4P 230V-1Ph | 83 month(s) | 0 | 5 | 0.06
6M02149B - DDM 10/10 3F 6P 550W | 83 month(s) | 3 | 3 | 0.04
6M0299 - DDM 7/7 - 6M0299 - 300W 4P 230V-1Ph | 83 month(s) | 0 | 8 | 0.1
6M02H0 - DDM 10/10 - 6M02H0 - 600W 4P 220V-1Ph | 83 month(s) | 0 | 2 | 0.02
6M02H4 - DDM 10/8 - 6M02H4 - 550W 4P 230V-1Ph | 83 month(s) | 0 | 2 | 0.02
6M02H5 - DDM 10/8 - 6M02H5 - 600W 4P 380V | 83 month(s) | 0 | 1 | 0.01
6M02P4 - DDM 10/10 - 6M02P4 - 550W 4P 230V-1Ph | 83 month(s) | 0 | 20 | 0.24
6M02R7 - DDM 10/10 - 6M02R7 - 500W 6P 230V-1Ph | 83 month(s) | 0 | 1 | 0.01
6M02R9 - DDM 9/9 - 6M02R9 - 550W 4P 220V-1Ph | 83 month(s) | 6 | 7 | 0.08
6M0629 - DD 9/7 - 6M0629 - 373W 4P 220V - 13Ph | 83 month(s) | 0 | 3 | 0.04
6M0631 - DD 10/8 - 6M0631 - 373W 4P 220V - 1Ph | 83 month(s) | 0 | 2 | 0.02
6M066N - DD 9/9 - 6M066N - 550W 4P 220V - 1Ph | 83 month(s) | 0 | 9 | 0.11
6M0697 - DD 9/9 - 6M0697 - 300W 4P 220V - 1Ph | 83 month(s) | 0 | 13 | 0.16
6N02R9 - DDM 9/9 - 6N02R9 - 550W 4P 220V-1Ph | 83 month(s) | 0 | 4 | 0.05
6N02XF - DDM 10/10 E6G2503 1F 4P 1V | 83 month(s) | 10 | 0 | 0.12
6N0320 - DD 12/12 - 6N0320 - 1100W 6P 400V 3Ph | 83 month(s) | 0 | 14 | 0.17
6X4 HOT RUBBER CBK - 6X4 HOT RUBBER CBK | 83 month(s) | 10 | 0 | 0.12
6mmEW - End Washer - 43mm OD and 6mm ID - Plated | 83 month(s) | 16 | 0 | 0.19
7.523PM - 7.5kW 2P 38V Pad Mount Motor | 83 month(s) | 5 | 0 | 0.06
7.52FM - 7.5KW 2P 400V FOOT | 83 month(s) | 1 | 0 | 0.01
7.543FM - 7.5kW 4P 400V B3 Alum QL3 Foot Mount | 83 month(s) | 6 | 0 | 0.07
7.543PM - 7.5kW 4P 380V Pad Mount Motor | 83 month(s) | 12 | 0 | 0.14
7.5kW - 4Pole 380V IE1 B3 Cast Iron Foot Mount | 83 month(s) | 1 | 1 | 0.01
7000034 - CDC 100 - 7000034 - CDC 100C | 83 month(s) | 0 | 10 | 0.12
7000037 - CDC 125 - 7000037 - CDC 125C | 83 month(s) | 0 | 17 | 0.2
7000043 - CDC 150 - 7000043 - CDC 150C | 83 month(s) | 0 | 20 | 0.24
7000048 - CDC 160 - 7000048 - CDC160B | 83 month(s) | 0 | 24 | 0.29
7000053 - CDC 200/0.8 - 7000053 - CDC200A | 83 month(s) | 0 | 14 | 0.17
7000057 - CDC 200/0.8 - 7000057 - CDC200B | 83 month(s) | 0 | 5 | 0.06
7000067 - CDC315 - 7000067 - CDC315B | 83 month(s) | 3 | 1 | 0.04
7000072 - CDC315 - 7000072 - CDC315C | 83 month(s) | 0 | 6 | 0.07
7000073 - LT6 - 6Amps | 83 month(s) | 0 | 20 | 0.24
7000074 - LT10 - 10 Amps | 83 month(s) | 0 | 1 | 0.01
71 FR 13.8 - 71 Motor frame - 13.8 mm OD spacer | 83 month(s) | 51 | 0 | 0.61
710 B - Blades | 83 month(s) | 80 | 80 | 0.96
710 SI - Spare Impeller | 83 month(s) | 2 | 0 | 0.02
710/150/10 SI - Spare Impeller (710mm 'B' 150A10AR 28mm 100Frame 37 DEG - FM3173 | 83 month(s) | 5 | 0 | 0.06
710CF - 710 Diam Counter Flange | 83 month(s) | 169 | 134 | 2.04
710CFUG - 710 Diam Counter Flange Ungalvanised | 83 month(s) | 18 | 0 | 0.22
710FC - 710 Diam Flexible Connection | 83 month(s) | 10 | 10 | 0.12
710HVJ-2S - 710 Diam Vertical Discharge Unit | 83 month(s) | 3 | 4 | 0.05
710MBP06 - 1-0350-240 P06 - 710 Motor Bracket | 83 month(s) | 132 | 0 | 1.59
710MF - 710 Diam Mounting Feet | 83 month(s) | 223 | 275 | 3.31
710MFUG - 710 Diam Mounting Feet Ungalvanised | 83 month(s) | 27 | 0 | 0.33
710PLT400-3MM - 710 Casing Sheet - 2238 x 400 - 3mm | 83 month(s) | 7 | 0 | 0.08
710S1.5DP - 710 Diam Silencer 1.5D Podded | 83 month(s) | 45 | 54 | 0.65
710S2.0DP - 710 Diam Silencer 2.0D Podded | 83 month(s) | 20 | 28 | 0.34
710SC - Side Screen | 83 month(s) | 13 | 1 | 0.16
710SM1.5D - 710 Diam Melinex Silencer 1.5D | 83 month(s) | 2 | 7 | 0.08
710SM1.5DP - 710 Diam Melinex Silencer 1.5D Podded | 83 month(s) | 34 | 19 | 0.41
710WC - Wall Cowl & Screen | 83 month(s) | 6 | 0 | 0.07
71848 - PRA REDUCER STD BRASS 40M - 25F | 83 month(s) | 4 | 0 | 0.05
73-18 - YCI607A HELLEMON T : RED HANDLE WIRE STRIPPER | 83 month(s) | 1 | 0 | 0.01
73-191 - HYAC5 CRIMP TOOL B : BOOTLACE CRIMPER | 83 month(s) | 1 | 0 | 0.01
734SSC - 734 Special Screen - Hot Dip Galvinised | 83 month(s) | 1 | 0 | 0.01
762Assembly - 762 Assembly, and Miscellaneous | 83 month(s) | 0 | 2 | 0.02
762Flame - 762 Flameproof Track | 83 month(s) | 0 | 2 | 0.02
762Grille - 762 Grille | 83 month(s) | 0 | 4 | 0.05
762IMP - 762 Impeller | 83 month(s) | 0 | 2 | 0.02
762Silenced- Motor - 762 Silenced Motor Barrel | 83 month(s) | 0 | 2 | 0.02
762Silenced-Stator - 762 Silenced Stator Barrel c/w Stator | 83 month(s) | 0 | 2 | 0.02
77521 - AT 7/7 SC - Single Unit | 83 month(s) | 4 | 1 | 0.05
7mmEW - End Washer - 43mm OD and 7mm ID - Plated | 83 month(s) | 14 | 0 | 0.17
8-188 - CABTYRE - 4MM X 4C CABTYRE CUT PE | 83 month(s) | 10 | 0 | 0.12
80 FR 18.8 - 80 Motor Frame - 18.8 mm OD Spacer | 83 month(s) | 41 | 0 | 0.49
800/150/10 SI - Spare Impeller (800mm 'B' 150A10AR 28mm 100Frame 27 DEG - FM3176) | 83 month(s) | 1 | 0 | 0.01
8005LSW03000300 - Grille LS 0300x0300 White for fans 200-250-300 | 83 month(s) | 2 | 0 | 0.02
800CF - 800 Diam Counter Flange | 83 month(s) | 187 | 121 | 2.25
800CFUG - 800 Diam Counter Flange Ungalvanised | 83 month(s) | 32 | 0 | 0.39
800FC - 800 Diam Flexible Connection | 83 month(s) | 0 | 5 | 0.06
800HVJ-2S - 800 Diam Vertical Discharge Unit | 83 month(s) | 3 | 1 | 0.04
800IC - Inlet Cone | 83 month(s) | 4 | 4 | 0.05
800IMP - Spare Impeller | 83 month(s) | 0 | 4 | 0.05
800MBP07 - 1-0350-240 P07 - 800 Motor Bracket | 83 month(s) | 111 | 0 | 1.34
800MF - 800 Diam Mounting Feet | 83 month(s) | 140 | 208 | 2.51
800MFUG - 800 Diam Mounting Feet Ungalvanized | 83 month(s) | 22 | 0 | 0.27
800PLT400-2MM - 800 Casing Sheet - 2528 x 400 - 2mm | 83 month(s) | 6 | 0 | 0.07
800PLT400-3MM - 800 Casing Sheet - 2521 x 400 - 3mm | 83 month(s) | 7 | 0 | 0.08
800PLT400-3MM. - 800 Casing Sheet - 2528 x 400 - 3mm | 83 month(s) | 10 | 0 | 0.12
800PLT500-3MM - 800 Casing Sheet - 2521 x 500 - 3mm | 83 month(s) | 6 | 0 | 0.07
800S - 800mm dia Fan Guard - Hot Dip Galvanised | 83 month(s) | 12 | 2 | 0.14
800S1.0DP - 800 Diam Silencer 1.0D Podded | 83 month(s) | 16 | 0 | 0.19
800S1.5D - 800 Diam Silencer 1.5D | 83 month(s) | 0 | 1 | 0.01
800S1.5DP - 800 Diam Silencer 1.5D Podded | 83 month(s) | 33 | 37 | 0.45
800S2.0DP - 800 Diam Silencer 2.0D Podded | 83 month(s) | 12 | 14 | 0.17
800SC - Screen | 83 month(s) | 6 | 6 | 0.07
800SM1.0DP - 800 Diam Melinex Silencer 1.0D Podded | 83 month(s) | 0 | 16 | 0.19
800SM1.5D - 800 Diam Melinex Silencer 1.5D | 83 month(s) | 1 | 0 | 0.01
800SM1.5DP - 800 Diam Melinex Silencer 1.5D Podded | 83 month(s) | 11 | 9 | 0.13
800WC - 800 Wall Cowl Galvanized | 83 month(s) | 2 | 2 | 0.02
8220000263 - 8UFAFCAP - Capacitor | 83 month(s) | 12 | 0 | 0.14
85X3SPA - PULLEY FRICTION BELT V-WEDGE 3 GROOVE SPA 1210 TAPER 85MM FENNER | 83 month(s) | 2 | 0 | 0.02
9.243PM - 9.2kW 4P 380V Pad Mount Motor | 83 month(s) | 1 | 0 | 0.01
90 FR 23.8 - 90 Motor Frame - 23.8 mm OD Spacer | 83 month(s) | 25 | 0 | 0.3
9000007 - EXTENDED WARRANTY | 83 month(s) | 1 | 0 | 0.01
900CF - 900 Diam Counter Flange | 83 month(s) | 44 | 48 | 0.58
900CFUG - 900 Diam Counter Flange Ungalvanised | 83 month(s) | 9 | 0 | 0.11
900HVJ-2S - 900 Diam Vertical Discharge Unit | 83 month(s) | 10 | 10 | 0.12
900Impeller - Majax-2 900.32.E.8 Spare Impeller | 83 month(s) | 2 | 1 | 0.02
900MBP08 - 1-0350-240 P08 - 900 Motor Bracket | 83 month(s) | 36 | 0 | 0.43
900MF - 900 Diam Mounting Feet | 83 month(s) | 79 | 83 | 1
900MFUG - 900 Diam Mounting Feet Ungalvanized | 83 month(s) | 15 | 0 | 0.18
900PLT500-3MM - 900 Casing Sheet - 2839 x 500 - 3mm | 83 month(s) | 5 | 0 | 0.06
900S1.5D - 900 Diam Silencer 1.5D | 83 month(s) | 4 | 4 | 0.05
900S1.5DP - 900 Diam Silencer 1.5D Podded | 83 month(s) | 0 | 2 | 0.02
900S2.0D - 900 Diam Silencer 2.0D | 83 month(s) | 3 | 1 | 0.04
900S2.0DP - 900 Diam Silencer 2.0D Podded | 83 month(s) | 6 | 9 | 0.11
900SC - Screen | 83 month(s) | 1 | 0 | 0.01
900SM1.5DP - 900 Diam Melinex Silencer 1.5D Podded | 83 month(s) | 2 | 0 | 0.02
900SM2.0DP - 900 Diam Melinex Silencer 2.0D Podded | 83 month(s) | 2 | 7 | 0.08
90X2SPZ - Pulley Friction Belt V-wedge 2 Groo | 83 month(s) | 4 | 0 | 0.05
90X3SPA - PULLEY FRICTION BELT V-WEDGE 3 GROOVE SPA 1610 TAPER 90MM FENNER | 83 month(s) | 2 | 0 | 0.02
950x600x1200 - 950 x 600 x 1200mm Silencer | 83 month(s) | 0 | 1 | 0.01
95X3SPA - PULLEY FRICTION BELT V-WEDGE 3 GROOVE SPA 1610 TAPER 95MM FENNER | 83 month(s) | 1 | 0 | 0.01
97-32 - PG-16 GLANDS : PG16 POLYMER CABLE GLAND GREY | 83 month(s) | 300 | 0 | 3.61
99050-EMB-20-R40 - EMBROIDERY R40 R40 | 83 month(s) | 14 | 0 | 0.17
99050-EMB-22-R50 - EMBROIDERY R50 R50 | 83 month(s) | 8 | 0 | 0.1
A) - LDP/400/6/15/B/19mm - 0.75kW 2P | 83 month(s) | 3 | 0 | 0.04
A/01 - Volume Control Damper & Quad 100mm | 83 month(s) | 0 | 24 | 0.29
A/02 - Fire Damper c/w Link & Quad 100mm | 83 month(s) | 0 | 23 | 0.28
ADRA- - RA 1200(W)*600(H) NS PCW | 83 month(s) | 200 | 0 | 2.41
ADSD - SINGLE DEFLECTION GRILLE 625(W)*625(H) OVER FLANGE NATURAL | 83 month(s) | 5 | 0 | 0.06
ADWL. - WEATHER LOUVRE 520(W)*520(H) OPENING SIZE NATURALLY ANOD | 83 month(s) | 7 | 0 | 0.08
AF4.0X4+EWHSL - ALFIX 4.0MM2 4 CORE+E S/LENGHT | 83 month(s) | 100 | 0 | 1.2
AIR HOSE 1M - AIR HOSE 8MM | 83 month(s) | 10 | 0 | 0.12
AIRMAX2-500 - AIRMAX-2.500 W | 83 month(s) | 0 | 2 | 0.02
AIRMAX2-500P - AIRMAX-2.500 P | 83 month(s) | 0 | 4 | 0.05
AIRMAX2-650 - AIRMAX-2.650 W | 83 month(s) | 0 | 34 | 0.41
AIRMAX2-650P - AIRMAX-2.650 P | 83 month(s) | 0 | 1 | 0.01
AIRMAX2-650P.EC - AIRMAX-2.650 P. EC | 83 month(s) | 0 | 1 | 0.01
AIRMAX2-650W - AIRMAX-2.650 W.EC | 83 month(s) | 0 | 10 | 0.12
AIRMAX2-750 - AIRMAX-2.750 W | 83 month(s) | 0 | 3 | 0.04
AIRMAX2-850 - AIRMAX-2.850 W | 83 month(s) | 0 | 10 | 0.12
AT - 3001 ALU FOIL TAPE 48mm X 50m (30 micron) | 83 month(s) | 3 | 0 | 0.04
AT 12/9 SC/BD - AT 12/9 SC - Single Unit, Belt drive C/W 4kW 4P 380V FM | 83 month(s) | 1 | 0 | 0.01
ATT/01 - Attenuator 200x600mm | 83 month(s) | 0 | 24 | 0.29
AVMs- - Anti-Vibration Rubber Mounts | 83 month(s) | 16 | 839 | 10.11
AWSL/1/ 600X600)P/0/P1/ - 600 X 600 | 83 month(s) | 1 | 0 | 0.01
AWSL/1/1000X500/OP/0/P1/ - 1000 X 500 | 83 month(s) | 2 | 0 | 0.02
AXIP450 - TAXIP F300: 450-5-25 | 83 month(s) | 2 | 0 | 0.02
Accounting - Subscription (Accounting) | 83 month(s) | 1 | 0 | 0.01
Additional Costs - Material Cutting Cost | 83 month(s) | 0 | 6 | 0.07
Airfreight - - Dar Es Salaam | 83 month(s) | 3 | 4 | 0.05
Airmax PB - Airmax Poles & Brackets | 83 month(s) | 100 | 0 | 1.2
Airmax-2.650.W. - Airmax-2.650.W - Wall Fan - 187 Watts - 230/1/50 - Twin Blade - Black (Pull Cord) | 83 month(s) | 0 | 11 | 0.13
Al Blades - Aluminium Blades | 83 month(s) | 1960 | 0 | 23.61
Al Blanks - Aluminium Blanks | 83 month(s) | 205 | 0 | 2.47
Assembly - Building Casing & Impeller | 83 month(s) | 0 | 1 | 0.01
B) - LDP/315/6/10/B/14mm - 0.55kW 2P | 83 month(s) | 129 | 0 | 1.55
B-124-FAN1 - HTMV-125-4T/9-40 400/690V.IE3 -60Hz - Roof Top Exhaust Fan | 83 month(s) | 0 | 4 | 0.05
B-135-FAN1 - TORRETTE TR-A 450 T4 2.2KW ATEX Zone 1 - Explosion Proof Roof Top Centrifugal Exhaust Fan | 83 month(s) | 0 | 4 | 0.05
B-135-FAN2 - TORRETTE TR-A 500 T4 3KW ATEX Zone 1 - Explosion Proof Roof Top Centrifugal Exhaust Fan | 83 month(s) | 0 | 1 | 0.01
B-135-FAN3 - TORRETTE TR-A 400 T4 1.1KW ATEX Zone 1 - Explosion Proof Roof Top Centrifugal Exhaust Fan | 83 month(s) | 0 | 2 | 0.02
B-135-FAN4 - TORRETTE TRK-AR 500 T4 3KW - Roof Top Centrifugal Exhaust Fan | 83 month(s) | 0 | 1 | 0.01
B-135-FAN5 - TORRETTE TR-A 500 T4 3KW ATEX Zone 1 - Explosion Proof Roof Top Centrifugal Exhaust Fan | 83 month(s) | 0 | 2 | 0.02
B-135-FAN6 - VORTICENT CMS 35/14 T4 4KW - Wall Mountex Centrifugal Exhaust Fan | 83 month(s) | 0 | 1 | 0.01
B-135-FAN7 - VORTICENT CMS 25/10 T4 0.75KW - Wall Mounted Centrifugal Exhaust Fan | 83 month(s) | 0 | 1 | 0.01
B-135-FAN8 - ENKEL QBK 190 EC - Cassette Type Exhaust Fan | 83 month(s) | 0 | 1 | 0.01
B-91-FAN1 - TORRETTE TR-A 710 T6 4KW ATEX Zone 1 - Explosion Proof Roof Top Centrifugal Exhaust Fan | 83 month(s) | 0 | 1 | 0.01
B-91-FAN2 - HC-63-4T/H/ATEX/2G Ex db 230/400V - 60Hz - Explosion Proof Wall Mounted Centrifugal Exhaust Fan | 83 month(s) | 0 | 2 | 0.02
B-91-FAN3 - TORRETTE TR-A 500 T4 3KW ATEX Zone 1 - Explosion Proof Roof Top Exhaust Fan | 83 month(s) | 0 | 2 | 0.02
B-91-FAN4 - HTMV-90-4T-7.5/ATEX/2G Ex db 400/690V - Explosion Proof Roof Top Exhaust Fan | 83 month(s) | 0 | 1 | 0.01
B-91-FAN5 - TORRETTE TRS 310 EC - Roof Top Exhaust Fan | 83 month(s) | 0 | 1 | 0.01
B-91-FAN6 - TORRETTE TRS 250 EC - Roof Top Exhaust Fan | 83 month(s) | 0 | 1 | 0.01
B-91-FAN7 - Lineo 200 - Inline Exhaust Fan | 83 month(s) | 2 | 1 | 0.02
B/01 - Volume Control Damper & Quad 150mm | 83 month(s) | 0 | 9 | 0.11
B/02 - Fire Damper c/w Link & Quad 150mm | 83 month(s) | 0 | 6 | 0.07
B3 - IA Certification (Imported Equipment). Document Review and IA Certification Transfer Based on ATEX | 83 month(s) | 1 | 0 | 0.01
BAF100 - BAF 100 | 83 month(s) | 30 | 15 | 0.36
BAF125 - BAF 125 | 83 month(s) | 30 | 7 | 0.36
BAF150 - BAF 150 | 83 month(s) | 100 | 72 | 1.2
BBC19X10/14T - BANDSAW BIMETAL M42 19x10/14T (2.480x1) | 83 month(s) | 9.92 | 0 | 0.12
BBC19X10/14T-2 - BANDSAW BIMETAL M42 19x10/14T (3.050x1) | 83 month(s) | 3.05 | 0 | 0.04
BBF19X10/14DOM - BANDSAW BIMETAL M42 19x10/14T (2.480x1) | 83 month(s) | 4.96 | 0 | 0.06
BBF27X8/12T - BANDSAW BIMETAL M42 8/12T (2.480X1) | 83 month(s) | 2.48 | 0 | 0.03
BCC 15 - BCC 15/0.75kW arrangement 1A class 2 c/w 4kW 4Pole 525v fan Spped 3057rpm | 83 month(s) | 0 | 1 | 0.01
BCC 21/01 Class1 (2A) Belt Driven - c/w 5.5 kW 4 Pole 380V (IP66) | 83 month(s) | 1 | 2 | 0.02
BCC 39 - BCC 39/0.99 SISW c/w 75Kw 4P 400V Motor | 83 month(s) | 1 | 1 | 0.01
BCC-2 500/1.0 - 4A c/w 7.5 kW 4 Pole 380V | 83 month(s) | 2 | 0 | 0.02
BCC15-J61923 - BCC 15/0.75 CL2 Ar 1A c/w 4.0kw 4P 525V - J61923 | 83 month(s) | 1 | 0 | 0.01
BDB-280 CM - BCC DIDW CENTRIFUGAL FAN | 83 month(s) | 1 | 0 | 0.01
BF50L1.51HS - Box fan 1250mm LOUV 220v 01.50kW S/S | 83 month(s) | 7 | 0 | 0.08
BP01 - PLASTIC BUCKLES 12MM - (1000) | 83 month(s) | 1 | 0 | 0.01
Balance Impeller - Impeller Balancing 2.5kg 4p | 83 month(s) | 38 | 1 | 0.46
Bellax 630 - Bellax 630 20.D 8- c/w1.5kw 4P 220V | 83 month(s) | 1 | 1 | 0.01
Bellax 800 - Bellax 800 32-E-8 c/w 1.5kW 6Pole Motor | 83 month(s) | 7 | 6 | 0.08
Bellax500 - Bellax 500 - 20 - C - 8 c/w 2,2KW 2P 220V | 83 month(s) | 1 | 1 | 0.01
C) - Casings - 400mm Casings to Suit above | 83 month(s) | 3 | 0 | 0.04
C1000X500FM - Casing Size 1000diam x 500Long | 83 month(s) | 1 | 0 | 0.01
C315x315 - Casing size 315diamx315 | 83 month(s) | 13 | 0 | 0.16
C315x315UG - Casing size 315diamx315-Ungalvanised | 83 month(s) | 6 | 0 | 0.07
C400x400 - Casing Size 400diamx400 | 83 month(s) | 11 | 0 | 0.13
C400x400UG - Casing Size 400diamx400-Ungalvanised | 83 month(s) | 4 | 0 | 0.05
C4324 - 2.0MX1.5MX3.MM KLINGERSIL C4324 | 83 month(s) | 1 | 0 | 0.01
C462x470-B - Casing size 462diamx470 Buffalo | 83 month(s) | 2 | 0 | 0.02
C462x470UG-B - Casing size 462diamx470 Buffalo-Ungalvanised | 83 month(s) | 2 | 0 | 0.02
C500x400 - Casing Size 500diamx400 | 83 month(s) | 12 | 0 | 0.14
C500x400UG - Casing Size 500diamx400-Ungalvanised | 83 month(s) | 6 | 0 | 0.07
C560x400 - Casing size 560diamx400 | 83 month(s) | 4 | 0 | 0.05
C560x400UG - Casing size 560diamx400-Ungalvanised | 83 month(s) | 2 | 0 | 0.02
C560x500 - Casing size 560diamx500 | 83 month(s) | 1 | 0 | 0.01
C630x400 - Casing Size 630diamx400 | 83 month(s) | 5 | 0 | 0.06
C630x400UG - Casing Size 630diamx400-Ungalvanised | 83 month(s) | 4 | 0 | 0.05
C710x400 - Casing Size 710diamx400 | 83 month(s) | 10 | 0 | 0.12
C710x400UG - Casing Size 710diamx400-Ungalvanised | 83 month(s) | 4 | 0 | 0.05
C800X500FM - 800 x 500 foot mount Casing | 83 month(s) | 2 | 0 | 0.02
C800x400 - Casing Size 800diamx400 | 83 month(s) | 7 | 0 | 0.08
C800x400UG - Casing Size 800diamx400-Ungalvanised | 83 month(s) | 4 | 0 | 0.05
C800x500 - Casing Size 800diamx500 | 83 month(s) | 3 | 0 | 0.04
C900x500 - 900 casing | 83 month(s) | 2 | 0 | 0.02
C965x740 - Casing Size 965diam x 740Long | 83 month(s) | 2 | 0 | 0.02
CA/Line/EC - 31 50/60HZ | 83 month(s) | 0 | 1 | 0.01
CA4 - CA4V - 1' 1/4 | 83 month(s) | 0 | 7 | 0.08
CA5 - CA5V - 1' 1/2 | 83 month(s) | 0 | 2 | 0.02
CA6 - CA6V - 2' | 83 month(s) | 12 | 6 | 0.14
CA8 - CA8 - 3' | 83 month(s) | 3 | 1 | 0.04
CA9 - CA9- 4' | 83 month(s) | 2 | 4 | 0.05
CANCOLSPIG150 - CANCOLLAR SPIGOT 150 DIA | 83 month(s) | 200 | 0 | 2.41
CAP0.14220 - New Capacitor suitable for 60hz 0.1kw 1430rpm 230V | 83 month(s) | 1 | 0 | 0.01
CCTV - Camera Replacement | 83 month(s) | 1 | 0 | 0.01
CE 250 - CE 250 | 83 month(s) | 0 | 80 | 0.96
CE200 - CE200 | 83 month(s) | 0 | 7 | 0.08
CF/01 - LCF 56 - 1440rpm - 4 Speed 220V | 83 month(s) | 0 | 4 | 0.05
CF4 - CF4 - 1' 1/4 | 83 month(s) | 0 | 4 | 0.05
CF5 - CF5 - 1' 1/2 | 83 month(s) | 0 | 2 | 0.02
CF6 - CF6 - 2' | 83 month(s) | 0 | 2 | 0.02
CF8 - CF8 - 3' | 83 month(s) | 16 | 9 | 0.19
CF9 - CF9 - 4' | 83 month(s) | 75 | 73 | 0.9
CFD2.5 - 2.5 Amps Speed Controller | 83 month(s) | 85 | 1 | 1.02
CJ77J-DNM12-104-02-M - DENIM WORK JACKET INDIGO M | 83 month(s) | 2 | 0 | 0.02
CJ77J-DNM12-104-03-L - DENIM WORK JACKET INDIGO L | 83 month(s) | 2 | 0 | 0.02
CJ77J-NAVBOT-101-01-S - VERSATEX TWO-TONE WORK JACKET NAVY/BOTTLE S | 83 month(s) | 1 | 0 | 0.01
CJ77J-NAVBOT-101-02-M - VERSATEX TWO-TONE WORK JACKET NAVY/BOTTLE M | 83 month(s) | 1 | 0 | 0.01
CJ77J-NAVBOT-101-04-XL - VERSATEX TWO-TONE WORK JACKET NAVY/BOTTLE XL | 83 month(s) | 2 | 0 | 0.02
CLAMP - CLAMP | 83 month(s) | 4 | 0 | 0.05
CLIPS003 - 75mm Galv Filter Clip | 83 month(s) | 64 | 0 | 0.77
CMV400 - CMVpro 400 P4 PPs Casing & impeller RD 90 Fan c/w 5.5kw 4P 380V | 83 month(s) | 1 | 1 | 0.01
CN4PC-SS-DAS - Screws & Springs for Combination Set Dasqua | 83 month(s) | 2 | 0 | 0.02
COUNCIL BILLINGG - February Council Billing | 83 month(s) | 11 | 0 | 0.13
COUP SET - COUPLER SET CARLA | 83 month(s) | 2 | 0 | 0.02
CP77P-DESMBO-201-00-28 - VERSATEX WORK TROUSERS BOTTLE 28 | 83 month(s) | 1 | 0 | 0.01
CP77P-DESMBO-201-00-32 - VERSATEX WORK TROUSERS BOTTLE 32 | 83 month(s) | 1 | 0 | 0.01
CP77P-DESMBO-201-00-44 - VERSATEX WORK TROUSERS BOTTLE 44 | 83 month(s) | 2 | 0 | 0.02
CP77P-DNM12-104-00-32 - DENIM WORK TROUSERS INDIGO 32 | 83 month(s) | 2 | 0 | 0.02
CP77P-DNM12-104-00-38 - DENIM WORK TROUSERS INDIGO 38 | 83 month(s) | 2 | 0 | 0.02
CRAD190 - CRAD 190 | 83 month(s) | 4 | 4 | 0.05
CRAD450 - CRAD 450 | 83 month(s) | 4 | 5 | 0.06
CRADIK190 - CRADIK 190 | 83 month(s) | 0 | 1 | 0.01
CSH1000x1.5 - Copper Sheet (2000x1000x1.5mm) | 83 month(s) | 2 | 0 | 0.02
CT1.50X4BK - CABTYRE 1,5MM2 4 CORE BLACK | 83 month(s) | 100 | 0 | 1.2
CT2.50X4BK - CABTYRE 2,5MM2 4 CORE - BLACK | 83 month(s) | 100 | 0 | 1.2
CTA/01 - Attenuator 150x600mm | 83 month(s) | 0 | 2 | 0.02
CTA/02 - Attenuator 150x600mm | 83 month(s) | 0 | 1 | 0.01
CTerm-Cap - Casing Terminal Cap | 83 month(s) | 21 | 0 | 0.25
CUB355 - CUB 355 | 83 month(s) | 0 | 1 | 0.01
CZ315C - Neoprene Clamp 315 | 83 month(s) | 0 | 8 | 0.1
Callout - Callout | 83 month(s) | 3 | 0 | 0.04
Centrifugal Fan - 280 CM BCC DIDW CENTRIFUGAL FAN | 83 month(s) | 0 | 1 | 0.01
Company Car - Mahindra 1.2T MX2 A/T | 83 month(s) | 2 | 0 | 0.02
Compile - Report | 83 month(s) | 8 | 8 | 0.1
Counter-Flanges - DDM 10/10 | 83 month(s) | 16 | 16 | 0.19
Crates - Wooden crates | 83 month(s) | 6 | 1 | 0.07
D) - Casings - 315mm Casing to Suit Above | 83 month(s) | 13 | 0 | 0.16
D100000 - UV250/1/6/F | 83 month(s) | 112 | 49 | 1.35
D100001 - CMP-1128-4T | 83 month(s) | 48 | 34 | 0.58
D100002 - HAT-28-4M | 83 month(s) | 20 | 18 | 0.24
D100003 - HAT-35-4T | 83 month(s) | 17 | 19 | 0.23
D100005 - CAM-550-2T 5.5 | 83 month(s) | 1 | 202 | 2.43
D100006 - HJBM PLUS 45 - T4 0.55KW | 83 month(s) | 0 | 200 | 2.41
D100007 - HJBM 40 M4 0.25 | 83 month(s) | 0 | 130 | 1.57
D100008 - HJBM 50 T4 0.55 | 83 month(s) | 0 | 1 | 0.01
D100009 - CA/LINE 355 220-240V | 83 month(s) | 0 | 31 | 0.37
D100010 - VKAP 100 LD 3.0 | 83 month(s) | 1 | 2 | 0.02
D100011 - SV-150-H | 83 month(s) | 7 | 1 | 0.08
D100012 - HAT-24-4M | 83 month(s) | 2 | 0 | 0.02
D100013 - CA-LINE-12 | 83 month(s) | 4 | 0 | 0.05
D100014 - CA-LINE-15 | 83 month(s) | 5 | 0 | 0.06
D100015 - CA-LINE-20 | 83 month(s) | 3 | 1 | 0.04
D100016 - NEOSILENT 200 | 83 month(s) | 7 | 1 | 0.08
D100017 - NEOSILENT 150 | 83 month(s) | 1 | 0 | 0.01
D100018 - CA-160-2T-2 | 83 month(s) | 21 | 1 | 0.25
D100019 - BD 9/9 - M4 0.35KW 230V - 500HZ STC | 83 month(s) | 3 | 2 | 0.04
D100020 - DDM 9/9 6P | 83 month(s) | 5 | 4 | 0.06
D100021 - DDM 10/8 245W 230V 6P 6M0648 | 83 month(s) | 0 | 1 | 0.01
D100023 - BD 12/12 T6 1.1KW 230V/400 50HZ LPC | 83 month(s) | 0 | 9 | 0.11
D100039 - CONTROL UNIT | 83 month(s) | 445.9 | 309 | 5.37
D100039 - D31689 - 500 Impeller | 83 month(s) | 7 | 0 | 0.08
D100039 - D31713 - 560 Impeller | 83 month(s) | 4 | 1 | 0.05
D100056 - KSB 200 BOX FAN | 83 month(s) | 0 | 14 | 0.17
D100058 - KSB 250 BOX FAN | 83 month(s) | 0 | 2 | 0.02
D100059 - TT SILENT M250 | 83 month(s) | 0 | 4 | 0.05
D100073 - CE250BB | 83 month(s) | 0 | 33 | 0.4
D10075 - Lineo 125 Kit | 83 month(s) | 0 | 3 | 0.04
D4E180 - CA02-02 50/60Hz 230V | 83 month(s) | 1 | 1 | 0.01
DMP - VCDQK - VC DAMPER WITH QUADRANT KIT 150*150 | 83 month(s) | 130 | 0 | 1.57
DRILL BIT - 3MM - Drill bit 3mm HSS | 83 month(s) | 10 | 0 | 0.12
DRILL BIT - 4MM - Drill bit 4mm HSS | 83 month(s) | 10 | 0 | 0.12
DRILL BIT - 5MM - Drill bit 5mm HSS | 83 month(s) | 10 | 0 | 0.12
DRILL BIT - 6MM - Drill bit 6mm HSS | 83 month(s) | 10 | 0 | 0.12
DRILL BIT - SET (5pc) - DRILL SET HSS (2.3.4.5.6) 5PC | 83 month(s) | 3 | 0 | 0.04
DTG/01 - DRG 300x150 Mill c/w Powder Coating | 83 month(s) | 0 | 6 | 0.07
Delivery - - Delivery | 83 month(s) | 18 | 38 | 0.46
Disc Valve - 100 Diam | 83 month(s) | 0 | 18 | 0.22
Duct - 10 Meter Spiral Flexible Ducting | 83 month(s) | 1 | 6 | 0.07
E) - Brackets - sets motor mounting brackets (threaded rod) | 83 month(s) | 3 | 0 | 0.04
E01-FAN1 - Torrette TR-A 450 T4 2.2KW ATEX ZONE 1 - Explosion Proof Roof Top Exhaust Fan | 83 month(s) | 0 | 2 | 0.02
E01-FAN2 - TORRETTE TR-A 355 T4 0.55KW ATEX Zone 1 - Explosion Proof Roof Top Exhaust Fan | 83 month(s) | 0 | 2 | 0.02
E01-FAN3 - ENKEL QBK 190 EC - Cassette Type Exhaust Fan | 83 month(s) | 0 | 1 | 0.01
E01-FAN4 - CA 150 MD E RF - Roof Top Exhaust Fan | 83 month(s) | 0 | 2 | 0.02
E01-FAN5 - A-E 354 T - Wall Mounted Exhaust Fan | 83 month(s) | 0 | 1 | 0.01
E01-FAN6 - A-E 304 T - Wall Mounted Exhaust Fan | 83 month(s) | 0 | 1 | 0.01
E1006999 - BD-140 / INOX 316 - Inlet Transition | 83 month(s) | 2 | 2 | 0.02
E1012489 - CMP-514-2T UL/CSA 480V. 60Hz | 83 month(s) | 2 | 2 | 0.02
E1350433 - HCT/EC-45-2T-2 400V. 50/60Hz. IE5 | 83 month(s) | 1 | 0 | 0.01
EAF 06. - 3040 l/s @ 300Pa (Set 710 Blades to 20 Degree) | 83 month(s) | 0 | 1 | 0.01
ECO100220 - Bubble Wrap - 1250mm x 100mm | 83 month(s) | 4 | 0 | 0.05
EG/01 - Disc Valve | 83 month(s) | 0 | 40 | 0.48
EG/02 - 4 way Ceiling Diffuser | 83 month(s) | 0 | 1 | 0.01
EML2303033 - 5.5kw 4P 400V/690V B3T 132S IE1 Motor | 83 month(s) | 2 | 0 | 0.02
ENGINE-001 - Engineering Services - 3D Scanning, Modelling of a Fan Blade and Hub | 83 month(s) | 0.5 | 0 | 0.01
EUA1152MM - Eurotherm A1 152mm - 10M | 83 month(s) | 24 | 0 | 0.29
EVC-JH168 - Evaporative Air Cooler: 220V, 380W, 3 Speed, 8000m3/hr, 80Pa | 83 month(s) | 4 | 0 | 0.05
EVM100 - 100MM METAL EXTRACT VALVE | 83 month(s) | 18 | 0 | 0.22
F) - Brackets - set motor mounting bracket (threaded rod) | 83 month(s) | 1 | 0 | 0.01
F6942 Filter - Donkin Fan Filter F6942 Set | 83 month(s) | 0 | 2 | 0.02
FAN QCP - Data Book | 83 month(s) | 0 | 1 | 0.01
FB - Filter box, wall sleeve and flashing | 83 month(s) | 3 | 0 | 0.04
FBar-50x8mm-6M - Flat Bar CQ 50x8mm 6M | 83 month(s) | 2 | 0 | 0.02
FILTERSS - RIGID POC FILTERS | 83 month(s) | 0 | 1 | 0.01
FL4 - FL4 - 1' 1/4 | 83 month(s) | 0 | 9 | 0.11
FL5 - FL5 - 1' 1/2 | 83 month(s) | 0 | 2 | 0.02
FL6 - FL6 - 2' | 83 month(s) | 42 | 28 | 0.51
FL8 - FL8 - 3' | 83 month(s) | 36 | 25 | 0.43
FL9 - FL9 - 4 Intake Filter | 83 month(s) | 22 | 2 | 0.27
FLEX-W/FRAME - WELDING FRAME H=2m x W=3m, Galvanised steel frame (25x25 square tube) | 83 month(s) | 3 | 0 | 0.04
FM - 004 - 2940 rpm SANS 60079-15 | 83 month(s) | 2 | 0 | 0.02
FM - EXPORT - GOODS DELIVERED | 83 month(s) | 11 | 0 | 0.13
FM - IMPORTS - STOCK RECEIVED | 83 month(s) | 69 | 0 | 0.83
FM - IMPORTS VAT - IMPORT OUTPUT VAT | 83 month(s) | 69 | 0 | 0.83
FM - Inspection - Charges SGS | 83 month(s) | 0 | 2 | 0.02
FM - PRINTER - PRINTER COPIES | 83 month(s) | 1 | 0 | 0.01
FM- 003 - 7.5kW Stator Rewind to 525V | 83 month(s) | 2 | 0 | 0.02
FR500A-4T-4.0G/5.5P-H - 4.0KW 380V 9.5A | 83 month(s) | 1 | 0 | 0.01
FRK-25 - DUCT WRAP 10m X 1200 X 25 X 23 FRK (silver) | 83 month(s) | 3 | 0 | 0.04
FS C.25A - Fan Speed Controller | 83 month(s) | 0 | 73 | 0.88
FT4001502 - Funmax 400 15.D.8 c/w 1.5kw 2P 380 V Motor | 83 month(s) | 0 | 1 | 0.01
FT7101104 - Funmax 710 20.D.8 c/w 1.1kw 4P 380 V Motor | 83 month(s) | 8 | 2 | 0.1
FT8003004 - Fumax 800.32.E.8.300.4.3 c/w 3 kW 4 Pole 380V | 83 month(s) | 4 | 3 | 0.05
FUMAX105X105 - UV print onto alu plates (105mm x105mm) block cut | 83 month(s) | 50 | 0 | 0.6
FUMAX40X65 - UV print onto alu plates (40mm x65mm) block cut | 83 month(s) | 50 | 0 | 0.6
Fan Screen - 500mm Dia | 83 month(s) | 0 | 3 | 0.04
Fan Testing - Service Engineer x1 | 83 month(s) | 8 | 8 | 0.1
Fumax 1000.32.F.8.1100.4.3 - c/w 11 kW 4 Pole 380 V Motor | 83 month(s) | 0 | 10 | 0.12
Fumax 1000.32.F.8.1850.4.3 - c/w 18.5 kW 4 Pole 400 V Motor | 83 month(s) | 3 | 7 | 0.08
Fumax 10007504 - 1000 32.F.8 c/w 7.5kW 4 Pole 380V | 83 month(s) | 8 | 0 | 0.1
Fumax 560 - Fumax 560.20.D.8 C/W 3KW 2P 380V | 83 month(s) | 1 | 0 | 0.01
Fumax 630 - Fumax 630 | 83 month(s) | 8 | 11 | 0.13
Fumax 710.20.D.8.0220.4.3 - c/w 2.2 kW 4 Pole 380 V Motor | 83 month(s) | 1 | 6 | 0.07
Fumax 800.32.E.8.0400.4.3 - c/w 4 kW 4 Pole 380 V Motor | 83 month(s) | 5 | 5 | 0.06
Fumax 8004004 - 800 32.F.8 c/w 4 kW 4 Pole 380V | 83 month(s) | 4 | 4 | 0.05
Fumax 900.20.E.8.0550.4.3 - c/w 5.5 kW 4 Pole 380 V | 83 month(s) | 7 | 0 | 0.08
Fumax 900.20.E.8.0750.4.3 - c/w 7.7 kW 4 Pole 380 V Motor | 83 month(s) | 4 | 5 | 0.06
Fumax400 - Fumax 4000.15.B.4 C/W 1.5KW 2P 380V | 83 month(s) | 5 | 5 | 0.06
G023 - GLOVES 2.5 GREEN WRIST | 83 month(s) | 4 | 0 | 0.05
G028 - 8 RED HEAT RESISTANT GLOVES | 83 month(s) | 2 | 0 | 0.02
G2E180EH0301 - 220V SI Centrifugal Fan | 83 month(s) | 12 | 0 | 0.14
GALV-TERMINAL CAP - TERMINAL CAP | 83 month(s) | 32 | 0 | 0.39
GALVANISING - Galvanizing General 11 X FAN CASING | 83 month(s) | 11324.05 | 0 | 136.43
GAS001 - Rolls Gasketing | 83 month(s) | 4 | 0 | 0.05
GL5 - 380V Extraction & Ventilation 380V, 0.55kW 1430rpm 7000m3/hr | 83 month(s) | 2 | 0 | 0.02
GLF12.5 - Box, NO MOTOR | 83 month(s) | 30 | 0 | 0.36
GLF7 - c/w 0.45kW 960RPM 380V Motor | 83 month(s) | 2 | 0 | 0.02
GRM300 - Shutter PVC Gravity for 200mmFan S/Frame | 83 month(s) | 2 | 0 | 0.02
GRM350 - Shutter PVC Gravity for 250mmFan S/Frame | 83 month(s) | 7 | 0 | 0.08
GRM535 - Shutter PVC Gravity for 400mmFan S/Frame | 83 month(s) | 3 | 0 | 0.04
GUN H827P - SPRAY GUN H827P BULLDOG | 83 month(s) | 1 | 0 | 0.01
H20102 - WEATHER SEAL 6mm*25mm*5mt BLACK FOAM | 83 month(s) | 80 | 0 | 0.96
HANDLING FEE. - GOODS RETURNED HANDLING FEE - CHARGED AT 15% | 83 month(s) | 0 | 41 | 0.49
HCT/EC - 45-2T-2 400V 50/60HZ IE5 | 83 month(s) | 0 | 1 | 0.01
HDA 9/9 - Crop to 959mm - 42mm Bore | 83 month(s) | 2 | 0 | 0.02
HDA1250 - HDA 1250 , 9Bladed , axial flow impeller | 83 month(s) | 3 | 0 | 0.04
HDA9B315 - HDA9 - 315 Impeller to suit 0.37Kw 2pole Motor | 83 month(s) | 1 | 1 | 0.01
HEP.25.2TH - HEP.25.2T/H | 83 month(s) | 20 | 23 | 0.28
HF002 - Galvanised Holding Frame 610x610x55 | 83 month(s) | 16 | 0 | 0.19
HIGH H - HIGH HEAT 5LT SILVER | 83 month(s) | 1 | 0 | 0.01
HJBM-Plus - 50-T-4 c/w 0.55KW 1400rpm 380V | 83 month(s) | 0 | 3 | 0.04
HPLV710152 - HPLV 710/1.0 SISW Ar 6A c/w 15Kw 2P 400V | 83 month(s) | 3 | 3 | 0.04
HV 12.5 - HV1250 c/w 1.1Kw 450 rpm 380V | 83 month(s) | 6 | 30 | 0.36
HV-7 - HV 7 c/w 0.45kW 6Pole | 83 month(s) | 2 | 3 | 0.04
HV5380V - HV5 c/w 0.55kw 380V | 83 month(s) | 1 | 2 | 0.02
HV7T - HV 7 c/w 0.45kw 6P 380v | 83 month(s) | 1 | 0 | 0.01
HV9.5 Fan - HV 9.5 - 220V 0.55KW | 83 month(s) | 15 | 16 | 0.19
HVF - 105N - HVF-105N c/w 0.75kW 850rpm 220v | 83 month(s) | 1 | 1 | 0.01
HVJ2 - HVJ2 | 83 month(s) | 0 | 6 | 0.07
HVMotor 380V - HV 1250 - 380V Motor | 83 month(s) | 5 | 5 | 0.06
HWP100/001 - 500mm Dia Fan Guard 3mm Spiral, 4mm Support, Mild Steel, Uncoated | 83 month(s) | 11 | 0 | 0.13
HWP100/001- - 800mm Dia Fan Guard | 83 month(s) | 2 | 0 | 0.02
ID75/180OD - Cooling Spinner - 75mm ID - 180 OD | 83 month(s) | 1 | 1 | 0.01
IM-CF - Light duty Impeller | 83 month(s) | 0 | 1 | 0.01
IMP0315B150A05PR14071 - Impeller 0315mm 'B' 150A05PR 14mm 071Frame Deg00 -10 DEG | 83 month(s) | 3 | 1 | 0.04
IMP0315B150A10AR14071 - Impeller 0315mm 'B' 150A10AR 14mm 071Frame Deg00 -26 DEG | 83 month(s) | 2 | 0 | 0.02
IMP0315B150A10PR14071 - Impeller 0315mm 'B' 150A10PR 14mm 071Frame Deg00 21 DEG | 83 month(s) | 1 | 0 | 0.01
IMP0400B150A05PR14071 - Impeller 0400mm 'B' 150A05PR 14mm 071Frame Deg00 - 10 DEG | 83 month(s) | 1 | 0 | 0.01
IMP0400B150A05PR19080 - Impeller 0400mm 'B' 150A05PR 19mm 080Frame - 23Deg | 83 month(s) | 5 | 0 | 0.06
IMP0400B150A05PR24090 - Impeller 0400mm 'B' 150A05PR 24mm 090Frame - 29Deg | 83 month(s) | 1 | 0 | 0.01
IMP0400B150A10PR14071 - Impeller 0400mm 'B' 150A10PR 14mm 071Frame Deg00 19 DEG | 83 month(s) | 1 | 0 | 0.01
IMP0500B150A05AR19080 - Impeller 0500mm 'B' 150A05AR 19mm 080Frame Deg00 - 10 DEG | 83 month(s) | 1 | 0 | 0.01
IMP0500B150A05AR24090 - Impeller 0500mm 'B' 150A05AR 24mm 090Frame Deg00 -14 DEG | 83 month(s) | 1 | 0 | 0.01
IMP0500B150A05PR14071 - Impeller 0500mm 'B' 150A05PR 14mm 071Frame Deg00 -17 DEG | 83 month(s) | 1 | 0 | 0.01
IMP0500B150A10AR14071 - Impeller 0500mm 'B' 150A10AR 14mm 071Frame Deg00 -10 DEG | 83 month(s) | 1 | 0 | 0.01
IMP0500B150A10AR19071 - Impeller 0500mm 'B' 150A10AR 19mm 071Frame Deg00 -28 DEG | 83 month(s) | 1 | 0 | 0.01
IMP0500B150A10AR24090 - Impeller 0500mm 'B' 150A10AR 24mm 090Frame Deg16 | 83 month(s) | 1 | 0 | 0.01
IMP0500B150A10AR24090. - Impeller 0500mm 'B' 150A10AR 24mm 090Fram 16deg | 83 month(s) | 1 | 2 | 0.02
IMP0500B150A10AR28100 - Impeller 0500mm 'B' 150A10AR 28mm 100Frame Deg00 -25 DEG | 83 month(s) | 5 | 0 | 0.06
IMP0500B150A10PR14071 - Impeller 0500mm 'B' 150A10PR 14mm 071Frame Deg00 - 18 DEG | 83 month(s) | 2 | 0 | 0.02
IMP0500B150A10PR140711 - Impeller 0500mm 'B' 150A10PR 14mm 071Frame Deg00 - 12 DEG | 83 month(s) | 2 | 1 | 0.02
IMP0560B150A05AR14071 - Impeller 0560mm 'B' 150A05AR 14mm 071Frame Deg00 - 20 DEG | 83 month(s) | 1 | 0 | 0.01
IMP0560B150A05AR28100 - Impeller 0560mm 'B' 150A05AR 28mm 100Frame Deg00 - 22 DEG | 83 month(s) | 2 | 0 | 0.02
IMP0560B150A05PR14071 - Impeller 0560mm 'B' 150A05PR 14mm 071Frame Deg00 20 DEG | 83 month(s) | 1 | 0 | 0.01
IMP0560B150A10AR14071 - Impeller 0560mm 'B' 150A10AR 14mm 071Frame Deg00 10 DEG FM3517 | 83 month(s) | 1 | 0 | 0.01
IMP0560B150A10AR19080 - Impeller 0560mm 'B' 150A10AR 19mm 080Frame Deg00 - 15 DEG | 83 month(s) | 9 | 0 | 0.11
IMP0560B150A10AR19080. - Impeller 0560mm 'B' 150A10AR 19mm 080Frame Deg00 - 20 DEG | 83 month(s) | 1 | 0 | 0.01
IMP0560B150A10AR19080.. - Impeller 0560mm 'B' 150A10AR 19mm 080Frame Deg00 - 12 DEG | 83 month(s) | 2 | 0 | 0.02
IMP0560B150A10AR19080... - Impeller 0560mm 'B' 150A10AR 19mm 080Frame Deg00 13 DEG FM3516 | 83 month(s) | 1 | 0 | 0.01
IMP0560B150A10AR24090 - Impeller 0560mm 'B' 150A10AR 24mm 090Frame Deg00 - 33 DEG | 83 month(s) | 1 | 0 | 0.01
IMP0560B150A10AR24090. - Impeller 0560mm 'B' 150A10AR 24mm 090Frame Deg00 - 28 DEG | 83 month(s) | 2 | 0 | 0.02
IMP0560B150A10PR14071 - Impeller 0560mm 'B' 150A10PR 14mm 071Frame | 83 month(s) | 1 | 0 | 0.01
IMP0560B150A10PR19080 - Impeller 0560mm 'B' 150A10PR 19mm 080Frame Deg00 - 11 DEG | 83 month(s) | 1 | 0 | 0.01
IMP0560B250A14AR19080 - Impeller 0560mm 'B' 250A14AR19mm 080Frame | 83 month(s) | 1 | 0 | 0.01
IMP0560B250A14PR24090 - Impeller 0560mm 'B' 250A14PR 24mm 090Frame | 83 month(s) | 2 | 0 | 0.02
IMP0630B150A10AR24090 - Impeller 0630mm 'B' 150A10AR 24mm 090Frame Deg00 -27 DEG | 83 month(s) | 5 | 0 | 0.06
IMP0630B250A14AR24090 - Impeller 0630mm 'B' 250A14AR 24mm 090Frame | 83 month(s) | 3 | 0 | 0.04
IMP0630B250A14AR28100 - Impeller 0630mm 'B' 250A14AR 28mm 100Frame | 83 month(s) | 7 | 0 | 0.08
IMP0630B250A14PR28100 - Impeller 0630mm 'B' 250A14PR 28mm 100Frame Deg00 - 30 DEG | 83 month(s) | 1 | 0 | 0.01
IMP0710A150A10AR28100 - Impeller 0710mm 'A' 150A10AR 28mm 100Frame Deg00 - 38 DEG | 83 month(s) | 8 | 0 | 0.1
IMP0710B150A05AR28100 - Impeller 0710mm 'B' 150A05AR 28mm 100Frame Deg00 - 35 DEG | 83 month(s) | 3 | 0 | 0.04
IMP0710B150A05PR24090 - Impeller 0710mm 'B' 150A05PR 24mm 090Frame Deg00 -21 DEG | 83 month(s) | 3 | 0 | 0.04
IMP0710B150A10AR28100 - Impeller 0710mm 'B' 150A10AR 28mm 100Frame Deg00 - 33 DEG | 83 month(s) | 2 | 0 | 0.02
IMP0710B150A10AR28100. - Impeller 0710mm 'B' 150A10AR 28mm 100Frame Deg00 - 38 DEG | 83 month(s) | 2 | 0 | 0.02
IMP0710B250A07PR240903 - Impeller 0710mm 'B' 250A07PR 24mm 090Frame Deg00 -24 DEG | 83 month(s) | 1 | 0 | 0.01
IMP0710B250A14AR28100 - Impeller 0710mm 'B' 250A14AR 28mm 100Frame | 83 month(s) | 4 | 0 | 0.05
IMP0710B250A14PR24090 - Impeller 0710mm 'B' 250A14PR 24mm 090Frame | 83 month(s) | 4 | 0 | 0.05
IMP0800B150A10AR28100 - Impeller 0800mm 'B' 150A10AR 28mm 100Frame Deg00 - 25 DEG | 83 month(s) | 12 | 0 | 0.14
IMP0800B150A10AR28100. - Impeller 0800mm 'B' 150A10AR 28mm 100Frame Deg00 -14 DEG | 83 month(s) | 2 | 0 | 0.02
IMP0800B150A10PR28100 - Impeller 0800mm 'B' 150A10PR 28mm 100Frame Deg 25 | 83 month(s) | 5 | 0 | 0.06
IMP0800B250A14AR28100 - Impeller 0800mm 'B' 250A14AR 28mm 100Frame | 83 month(s) | 1 | 0 | 0.01
IMP0800B250A14AR38132 - Impeller 0800mm 'B' 250A14AR 38mm 132Frame Deg00 - 35 DEG | 83 month(s) | 9 | 1 | 0.11
IMP0900B250A14AR28 - 900/250/14 13 deg pitch 28mm bore form B Aluminium Blades | 83 month(s) | 1 | 0 | 0.01
IMP0900B250A14AR38 - 900/250/14 15 deg pitch 38mm bore form B Aluminium Blades | 83 month(s) | 1 | 0 | 0.01
IMP1000B250A14AR38132 - Impeller 1000mm 'B' 250A14AR 38mm 132Frame Deg00 - 25 DEG | 83 month(s) | 2 | 0 | 0.02
IMP315LDA - 315diam LDA Impeller | 83 month(s) | 2 | 1 | 0.02
IMP400LDA - 400diam LDA Impeller | 83 month(s) | 1 | 2 | 0.02
IMP400LDP - 400diam LDP Impeller | 83 month(s) | 3 | 0 | 0.04
IMP560LDP - LDP 560/250/12/1440-Form B - 15 degrees | 83 month(s) | 3 | 0 | 0.04
IMP800LDA - LDA 800-9-A16 | 83 month(s) | 1 | 0 | 0.01
INLET-CONE - 18 Inch Inlet Cone | 83 month(s) | 12 | 0 | 0.14
Imepeller 560mm 'B' 250A14AR - 19mm 080Frame 15DEG | 83 month(s) | 3 | 1 | 0.04
Imp BI - Set pitch, Crop & Balance impeller | 83 month(s) | 2 | 1 | 0.02
Impeller 0710mm 'B' 150A10AR - 24mm 090Frame 13 DEG | 83 month(s) | 1 | 0 | 0.01
Impeller 0710mm 'B' 250A14AR - 24mm 090 Frame 10 DEG | 83 month(s) | 3 | 0 | 0.04
Impeller 560mm 'B' 150A10AR - 14mm 071Frame 12DEG | 83 month(s) | 3 | 0 | 0.04
Impeller 630mm 'B' 150A10AR - 24mm 090Frame 15DEG | 83 month(s) | 2 | 0 | 0.02
Impeller 630mm 'B' 250A14AR - 24mm 090Frame 15 DEG | 83 month(s) | 1 | 0 | 0.01
Impeller 710mm 'B' 250A14R - 24mm 090Frame 12 DEG | 83 month(s) | 1 | 0 | 0.01
Impeller Plate Mount Fans - Spare Impeller | 83 month(s) | 0 | 1 | 0.01
Impeller shaft - Impeller shaft+2 keys. Stainless Steel | 83 month(s) | 2 | 0 | 0.02
Induced Draft Plan - INSPECTION TEST PALN (ITP) | 83 month(s) | 1 | 0 | 0.01
Installation - Attenuators | 83 month(s) | 1 | 0 | 0.01
J70889 FAN - BCC-2 900/1.0 SISW c/w 7.5Kw 4P 380V | 83 month(s) | 1 | 0 | 0.01
J96202-BCC-2315 - BCC-2 315 Class 1 AR 4A DIDW excl motor | 83 month(s) | 2 | 0 | 0.02
JB1948 - HPLV 630/0.71 c/w 4.0kw 2890rpm 525V Motor | 83 month(s) | 2 | 2 | 0.02
JC6202 - BCC-2 Class 1 DI2DW c/w 2,2kW 4P 400V - 2522RPM | 83 month(s) | 0 | 2 | 0.02
JN2002-GNTBOOT-500-00-06 - GRANITE CHELSEA BOOTS BLACK 6 | 83 month(s) | 1 | 0 | 0.01
JN2002-GNTBOOT-500-00-07 - GRANITE CHELSEA BOOTS BLACK 7 | 83 month(s) | 1 | 0 | 0.01
JN3002-TUNBOOT-600-00-07 - TUNGSTEN BOOT BLACK 7 | 83 month(s) | 2 | 0 | 0.02
JN3002-TUNBOOT-600-00-09 - TUNGSTEN BOOT BLACK 9 | 83 month(s) | 1 | 0 | 0.01
JRAD50F300 - JRAD 50 F300 'C / 2H | 83 month(s) | 8 | 8 | 0.1
JRAD70F300 - JRAD 70 F300 'C / 2H | 83 month(s) | 6 | 6 | 0.07
JRAD90F300 - JRAD 90 F300 'C / 2H | 83 month(s) | 2 | 2 | 0.02
JTPOLY-6398B-600-03-M - WORK T BLACK M | 83 month(s) | 2 | 0 | 0.02
JTPOLY-6398B-600-04-L - WORK T BLACK L | 83 month(s) | 2 | 0 | 0.02
K03MS055S - SCL-K03 MS-0.55kW-1 | 83 month(s) | 0 | 5 | 0.06
K04MS11S - SCL-K04 MS-1.1kW-1-220V | 83 month(s) | 6 | 9 | 0.11
K04MS11T - SCL-K04 MS-1.1kW | 83 month(s) | 12 | 10 | 0.14
K05MS15T - SCL-K05 MS-1.5kW | 83 month(s) | 5 | 1 | 0.06
K05MS22T - SCL-K05 MS-2.2kW | 83 month(s) | 8 | 6 | 0.1
K06MS4 - SCL-K06 MS-4W | 83 month(s) | 2 | 2 | 0.02
K07MS4 - SCL-K07 MS-4kW | 83 month(s) | 2 | 5 | 0.06
K07MS55 - SCL-K07 MS-5.5kW | 83 month(s) | 0 | 2 | 0.02
K08MS75 - SCL-K08 MS-7.5kW | 83 month(s) | 5 | 7 | 0.08
K09MS55 - SCL-K09 MS-5.5kW | 83 month(s) | 2 | 3 | 0.04
K09TD15 - SCL-K09 TD-15kW | 83 month(s) | 1 | 1 | 0.01
K09TS15 - SCL-K09 TS-15kW | 83 month(s) | 3 | 3 | 0.04
K10MD75 - SCL-K10 MD-7.5kW | 83 month(s) | 0 | 2 | 0.02
K10MS11 - SCL-K10 MS-11kW | 83 month(s) | 8 | 12 | 0.14
K11MS11 - SCL-K11 MS-11kW | 83 month(s) | 3 | 13 | 0.16
K11TS22 - SCL-K11 TS-22kW | 83 month(s) | 0 | 5 | 0.06
K12MS15 - SCL-K12 MS-15kW | 83 month(s) | 1 | 1 | 0.01
K75MS55 - SCL-K75 MS-5.5kW | 83 month(s) | 1 | 0 | 0.01
KAF125 - KAF 125 | 83 month(s) | 0 | 2 | 0.02
KAF150 - KAF 150 | 83 month(s) | 0 | 3 | 0.04
KAF200 - KAF 200 | 83 month(s) | 0 | 9 | 0.11
KAF250 - KAF 250 | 83 month(s) | 0 | 2 | 0.02
KAF315 - KAF 315 | 83 month(s) | 0 | 3 | 0.04
KAT 15/15 C2 - TWIN BARE FAN 380/380 CW FCC | 83 month(s) | 1 | 0 | 0.01
KAZ120 - KAZ 120 | 83 month(s) | 15 | 2 | 0.18
KAZ140 - KAZ 140 | 83 month(s) | 15 | 14 | 0.18
KAZ160 - KAZ 160 | 83 month(s) | 15 | 0 | 0.18
KDAXIS200 - KDAXIS 200 | 83 month(s) | 50 | 36 | 0.6
KDAXIS250 - KDAXIS 250 | 83 month(s) | 75 | 65 | 0.9
KDAXIS300 - KDAXIS 300 | 83 month(s) | 70 | 54 | 0.84
KDAXIS350 - KDAXIS 350 | 83 month(s) | 55 | 42 | 0.66
KDD 12/12-6-1 - FAN KDD 12/12 517W 6P-1 3SY | 83 month(s) | 10 | 0 | 0.12
KHA50 - Speed Controller | 83 month(s) | 0 | 4 | 0.05
KSA4004M - KSA-400-4K-M-220V | 83 month(s) | 10 | 13 | 0.16
KSA4004T - KSA-400-4K-T-380V | 83 month(s) | 10 | 9 | 0.12
KSA4504T - KSA-450-4K-T-380V | 83 month(s) | 0 | 4 | 0.05
KSA5004M - KSA-500-4K-M-220V | 83 month(s) | 5 | 8 | 0.1
KSA5004T - KSA-500-4K-T-380V | 83 month(s) | 5 | 10 | 0.12
KSA6004T - KSA-600-4K-T-380V | 83 month(s) | 0 | 4 | 0.05
KSB 150 - INLINE SILENT FAN | 83 month(s) | 0 | 6 | 0.07
KSB250 - KSB250 | 83 month(s) | 0 | 28 | 0.34
KUL - 1/200 X 200 back draft damper | 83 month(s) | 30 | 0 | 0.36
Keep-plate5mmOD - Keep Plate 5mm OD. 42mm, ID. 6mm | 83 month(s) | 252 | 0 | 3.04
Kilometer - Travelled Kilometers | 83 month(s) | 200 | 0 | 2.41
L10101250 - CA 250 VO In-Line Tube Fan Plastic Casing | 83 month(s) | 0 | 1 | 0.01
L10101317 - CA 355 | 83 month(s) | 0 | 1 | 0.01
L20300630 - 24 - 630mm Louvre Shutter Size 756 X 756 | 83 month(s) | 0 | 2 | 0.02
LASER CUTTING-255 - 255 x 298 x 5mm | 83 month(s) | 2 | 0 | 0.02
LASER CUTTING-775 - 775 x 225 x 5mm | 83 month(s) | 2 | 0 | 0.02
LCE 250 - Extractor Ceiling Fan 250mm 220v | 83 month(s) | 20 | 2 | 0.24
LDA9B710 - LDA9B - Allumium bladed Impeller - Form B to suit 1.1kw 4Pole motor | 83 month(s) | 4 | 2 | 0.05
LDP 560/250/12/1440/ - Form B - Blade Angle 15 Deg | 83 month(s) | 3 | 0 | 0.04
LEGESSS-COT135-100-03-M - LEGENDARY SHORT SLEEVE SHIRT BLUE M | 83 month(s) | 1 | 0 | 0.01
LEGESSS-COT135-101-03-M - LEGENDARY SHORT SLEEVE SHIRT NAVY M | 83 month(s) | 3 | 0 | 0.04
LEGESSS-COT135-914-04-L - LEGENDARY SHORT SLEEVE SHIRT FATIGUE L | 83 month(s) | 1 | 0 | 0.01
LEGESSS-MCNAST-M45-03-M - LEGENDARY TWO-TONE SHORT SLEEVE SHIRT - NAVY/STONE M | 83 month(s) | 4 | 0 | 0.05
LEGESSS-MCNAST-M45-04-L - LEGENDARY TWO-TONE SHORT SLEEVE SHIRT NAVY/STONE L | 83 month(s) | 1 | 0 | 0.01
LS250 - LOUVER SHUTTER Alum. 9 | 83 month(s) | 0 | 25 | 0.3
LS315 - LOUVER SHUTTER Alum. 12 | 83 month(s) | 0 | 11 | 0.13
LS400 - LOUVRE SHUTTER 15'' | 83 month(s) | 0 | 5 | 0.06
LS500 - LOUVRE SHUTTER Alum. 18 | 83 month(s) | 0 | 14 | 0.17
LS630 - LOUVRE SHUTTER Alum. 24 | 83 month(s) | 0 | 1 | 0.01
LT10-3SPD - LT10 - 3-Step Speed Controller 10Amp | 83 month(s) | 0 | 1 | 0.01
Labour. - Repair Dasqua 1012-2010-A COMBINATION SET SQUARE | 83 month(s) | 3 | 1 | 0.04
Laptop - Lenovo AMD RYZEN 7 (i7) 7730U 2.0GHz -8GB ram 512GB 15.6 ich FHD battery 3 Cell | 83 month(s) | 1 | 0 | 0.01
Laser Cutting - - Program 1 Cutting & Bending | 83 month(s) | 18 | 0 | 0.22
Laser Cutting - Fans Casing | 83 month(s) | 2 | 0 | 0.02
Laser Cutting - S - Special cut flanges | 83 month(s) | 1 | 0 | 0.01
Laser Cutting - TB 315-560 - Program TB 325-560 | 83 month(s) | 1 | 0 | 0.01
Laser Cutting - TB 630-800 - Program TB 630-800 | 83 month(s) | 1 | 0 | 0.01
Laser Cutting-Axial P1 - Axial Program 1 Cover | 83 month(s) | 1 | 0 | 0.01
Laser Cutting-Axial P3 - Axial Program 3 Covers | 83 month(s) | 1 | 0 | 0.01
Laser Cutting-B - Program Buffalo | 83 month(s) | 3 | 0 | 0.04
Laser Cutting-Bends - Laser Cutting Bends | 83 month(s) | 42 | 0 | 0.51
Laser Cutting-P1000 - Program 1000 - 4mm | 83 month(s) | 3 | 0 | 0.04
Laser Cutting-P3 - Program 3 | 83 month(s) | 8 | 0 | 0.1
Laser Cutting-P4 - Program 4 | 83 month(s) | 7 | 0 | 0.08
Laser Cutting-P5 - Program 5 | 83 month(s) | 1 | 0 | 0.01
Laser Cutting-P6 - Program 6 | 83 month(s) | 2 | 0 | 0.02
Laser Cutting-P900 - Program 900 - 4mm | 83 month(s) | 3 | 0 | 0.04
Laser Cutting-S - Strips | 83 month(s) | 2 | 0 | 0.02
M10 DIN 934 GRADE 8.8 HEX NUT Z/BLUE 10 934 GR8 ZB - M10 DIN 934 GRADE 8.8 HEX NUT Z/BLUE 10 934 GR8 ZB | 83 month(s) | 1510 | 0 | 18.19
M10 FLAT WASHER (10 .5i/dx20o/dxthk) S/S A2 - M10 Flat Washer S/S A2 | 83 month(s) | 360 | 0 | 4.34
M10 FLAT WASHER (S/S) - M10x20x3 FLAT WASHER STAINLESS STEEL A2 | 83 month(s) | 250 | 0 | 3.01
M10 FLAT WASHER DIN 125A ZINC BLUE (10 .5i/dx20o/dxthk) 10 125A ZB - M10 FLAT WASHER DIN 125A ZINC BLUE (10 .5i/dx20o/dxthk) 10 125A ZB | 83 month(s) | 3440 | 0 | 41.45
M10 HEX NUT (S/S) - M10 HEX NUT STAINLESS STEEL A2 | 83 month(s) | 150 | 0 | 1.81
M10 Nylock Nut - M10 Nylock Nut Zinc Blue(Silver) | 83 month(s) | 580 | 0 | 6.99
M10*1 M/S THREADED ROD Z/BLUE 10X1 975 ZB - M10*1 M/S THREADED ROD Z/BLUE 10X1 975 ZB | 83 month(s) | 8 | 0 | 0.1
M10*16 - M10*16 HT HEX SET SCREW | 83 month(s) | 1960 | 0 | 23.61
M10*25 HT HEX SET SCREW Z/BLUE 10X25 933 8.8 ZB - M10*25 HT HEX SET SCREW Z/BLUE 10X25 933 8.8 ZB | 83 month(s) | 1250 | 0 | 15.06
M10X25 - HEX SET SCREW - S/S 304 - A2 | 83 month(s) | 480 | 0 | 5.78
M10X25X2 FLAT WASHER Z/BLUE 10X25X2 OLD ZB - M10X25X2 FLAT WASHER Z/BLUE 10X25X2 OLD ZB | 83 month(s) | 3550 | 0 | 42.77
M10X35 - Hex Bolts zinc Blue(Silver) | 83 month(s) | 340 | 0 | 4.1
M10X40 - HT HEX SET SCREWS | 83 month(s) | 540 | 0 | 6.51
M10X45 - M10X45 HT HEX SET SCREWS | 83 month(s) | 500 | 0 | 6.02
M10X65 - M10X65 HT HEX SET SCREWS | 83 month(s) | 140 | 0 | 1.69
M12 - HEX NUT ZINC BLUE | 83 month(s) | 2800 | 0 | 33.73
M12 FLAT WASHER (S/S) - M12x30x3 FLAT WASHER STAINLESS STEEL A2 | 83 month(s) | 250 | 0 | 3.01
M12 HEX NUT (S/S) - M12 HEX NUT STAINLESS STEEL A2 | 83 month(s) | 150 | 0 | 1.81
M12 S/S - M12 FLAT WASHER - S/S A2 - 304 | 83 month(s) | 240 | 0 | 2.89
M12*20 HT HEX SET SCREW Z/BLUE 12X20 933 8.8 ZB - M12*20 HT HEX SET SCREW Z/BLUE 12X20 933 8.8 ZB | 83 month(s) | 720 | 0 | 8.67
M12*40 - M12*40 HT HEX NUT Z/BLUE | 83 month(s) | 520 | 0 | 6.27
M12*60 - M12X60 HT HEX SET SCREW Z/BLUE -Silver | 83 month(s) | 760 | 0 | 9.16
M12*90 - HEX SET SCREW | 83 month(s) | 940 | 0 | 11.33
M12X16 - M12X16 HT HEX SET SCREWS | 83 month(s) | 800 | 0 | 9.64
M12X25 - M12*25 HT HEX SET SCREW Z/BLUE 12X25 933 8.8 ZB | 83 month(s) | 1040 | 0 | 12.53
M12X30X3 FLAT WASHER Z/BLUE 12X30X3 OLD ZB - M12X30X3 FLAT WASHER Z/BLUE 12X30X3 OLD ZB | 83 month(s) | 4500 | 0 | 54.22
M12X35 - M12X35 HT Hex Set Screws | 83 month(s) | 240 | 0 | 2.89
M14 FLAT WASHER DIN 125A ZINC BLUE (15i / d X 28o/d X 2.5thk) 14 125A ZB - M14 FLAT WASHER DIN 125A ZINC BLUE (15i / d X 28o/d X 2.5thk) 14 125A ZB | 83 month(s) | 30 | 0 | 0.36
M14 HT NYLOCK NUT 14 985 GR8 - M14 HT NYLOCK NUT 14 985 GR8 | 83 month(s) | 180 | 0 | 2.17
M14*50 HT HEX SET SCREW Z/BLUE 14X50 933 8 . 8 ZB - M14*50 HT HEX SET SCREW Z/BLUE 14X50 933 8 . 8 ZB | 83 month(s) | 30 | 0 | 0.36
M16 FLAT WASHER (S/S) - M16 FLAT WASHER STAINLESS STEEL A2 | 83 month(s) | 100 | 0 | 1.2
M16 FLAT WASHER DIN (17i/d X 30o/d 3thk) S/S A2 - M16 FLAT WASHER DIN (17i/d x 30o/d X 3thk) S/S A2 | 83 month(s) | 360 | 0 | 4.34
M16 FLAT WASHER DIN 125A ZINC BLUE (17i/d X 30o/d 3thk) 16 125A ZB - M16 FLAT WASHER DIN 125A ZINC BLUE (17i/d X 30o/d 3thk) 16 125A ZB | 83 month(s) | 6382 | 0 | 76.89
M16 GR8 HEX NUT Z/BLUE 16 934 GR8 ZB - M16 GR8 HEX NUT Z/BLUE 16 934 GR8 ZB | 83 month(s) | 4624 | 0 | 55.71
M16 HEX - M16 HEX NUT HOT DIP GALV | 83 month(s) | 4 | 0 | 0.05
M16 HEX NUT (S/S) - M16 HEX NUT STAINLESS STEEL A2 | 83 month(s) | 200 | 0 | 2.41
M16 LOCK NUT - M16 HT LOCK NUT | 83 month(s) | 300 | 0 | 3.61
M16*1 - MM16*1 M/S THREADED ROD Z/BLUE - 16*1 975 ZB | 83 month(s) | 30 | 0 | 0.36
M16*110 - M16*110 GR8.8 HEX BOLT HOT | 83 month(s) | 4 | 0 | 0.05
M16*120 HT HEX SET SCREW - M16*120 HT HEX SET SCREW 16X120 933 8.8 | 83 month(s) | 1300 | 0 | 15.66
M16*20 - M16*20 Hex Set Screws | 83 month(s) | 420 | 0 | 5.06
M16*40 HT HEX SET SCREW 8 . 8 Z/BLUE 16X40 933 8 . 8 ZB - M16*40 HT HEX SET SCREW 8 . 8 Z/BLUE 16X40 933 8 . 8 ZB | 83 month(s) | 320 | 0 | 3.86
M16X110 HT SET SCREW 16X110 933 8.8 - M16X110 HT SET SCREW 16X110 933 8.8 | 83 month(s) | 10 | 0 | 0.12
M16X130 HT - M16X130 HT SET SCREW MECH | 83 month(s) | 2 | 0 | 0.02
M16X90 - M16X90 HT HEX SET SCREWS Z/BLUE | 83 month(s) | 300 | 0 | 3.61
M20 DIN 580 TESTED EYE BOLT GALV M20EYE OLD - M20 DIN 580 TESTED EYE BOLT GALV M20EYE OLD | 83 month(s) | 8 | 0 | 0.1
M20*20 GRUB SCREW Z/BLUE 20X20 916 14.9 ZB - M20*20 GRUB SCREW Z/BLUE 20X20 916 14.9 ZB | 83 month(s) | 1 | 0 | 0.01
M5 HT NUT Z/BLUE 5 934 GR8 ZB - M5 HT NUT Z/BLUE 5 934 GR8 ZB | 83 month(s) | 1450 | 0 | 17.47
M5*16 HT HEX SET SCREW Z/BLUE 5X16 933 8.8 ZB - M5*16 HT HEX SET SCREW Z/BLUE 5X16 933 8.8 ZB | 83 month(s) | 1820 | 0 | 21.93
M5*45 HT HEX SET SCREW 5X45 933 8 . 8 - M5*45 HT HEX SET SCREW 5X45 933 8 . 8 | 83 month(s) | 260 | 0 | 3.13
M5001- - Majax-2 500 20.C.8 Mancooler c/w 2.2 kW 2P 525V With Start/Stop Box | 83 month(s) | 2 | 1 | 0.02
M5X16X1.5 - HT Flat washer | 83 month(s) | 900 | 0 | 10.84
M5X25 - HEX SET SCREW - S/S 304 - A2 | 83 month(s) | 240 | 0 | 2.89
M6 (6.4 X12X1.6) FLAT WASHER DIN 125A ZINC BLUE - M6 (6.4 X12X1.6) FLAT WASHER DIN 125A ZINC BLUE | 83 month(s) | 5700 | 0 | 68.67
M6 HT HEX NUT Z/BLUE 6 934 GR8 ZB - M6 HT HEX NUT Z/BLUE 6 934 GR8 ZB | 83 month(s) | 800 | 0 | 9.64
M6 HT NYLOCK NUT - M6 HT NYLOCK NUT | 83 month(s) | 2850 | 0 | 34.34
M6*16 CSK ALLEN CAP SCREW MECHANICAL YELLOW 6X16 7991 10.9 MY - M6*16 CSK ALLEN CAP SCREW MECHANICAL YELLOW 6X16 7991 10.9 MY | 83 month(s) | 30 | 0 | 0.36
M6*16 HT HEX SET SCREW ENVIROPAS 6X16 933 8.8 EN - M6*16 HT HEX SET SCREW ENVIROPAS 6X16 933 8.8 EN | 83 month(s) | 1000 | 0 | 12.05
M6*25 - M6*25 HT HEX SET SCREW S/S A2 | 83 month(s) | 300 | 0 | 3.61
M6*25 HT HEX SET SCREW Z/BLUE - M6*25 HT HEX SET SCREW Z/BLUE | 83 month(s) | 3100 | 0 | 37.35
M6*35 HT SET SCREW Z/BLUE 6X35 933 8.8 ZB - M6*35 HT SET SCREW Z/BLUE 6X35 933 8.8 ZB | 83 month(s) | 800 | 0 | 9.64
M6X20X2 - M6x20x2 - Flat Washer Zinc Blue | 83 month(s) | 1600 | 0 | 19.28
M8 . 4*20*3 FLAT WASHER Z/BLUE 8X20X3 OLD ZB - M8 . 4*20*3 FLAT WASHER Z/BLUE 8X20X3 OLD ZB | 83 month(s) | 700 | 0 | 8.43
M8 ANCHOR BOLTS - M8 ANCHOR BOLTS | 83 month(s) | 20 | 0 | 0.24
M8 FLAT WASHER DIN 125A ZINC BLUE (8 . 4ID*16OD*1.6THICK) 8 125A ZB - M8 FLAT WASHER DIN 125A ZINC BLUE (8 . 4ID*16OD*1.6THICK) 8 125A ZB | 83 month(s) | 2300 | 0 | 27.71
M8 HT NYLOCK NUT 8 985 GR8 - M8 HT NYLOCK NUT 8 985 GR8 | 83 month(s) | 1850 | 0 | 22.29
M8 NUT - M8 HEX NUT ZINC/BLUE | 83 month(s) | 350 | 0 | 4.22
M8*16 - M8*16 HT SET SCREW S/S A2 | 83 month(s) | 300 | 0 | 3.61
M8*16 HT SET SCREW Z/BLUE - M8*16 HT SET SCREW Z/BLUE | 83 month(s) | 1590 | 0 | 19.16
M8*25 HT HEX 8 . 8 SET SCREW Z/BLUE 8X25 933 8 . 8 ZB - M8*25 HT HEX 8 . 8 SET SCREW Z/BLUE 8X25 933 8 . 8 ZB | 83 month(s) | 700 | 0 | 8.43
M8X25 - HEX SET SCREW - S/S 304 - A2 | 83 month(s) | 240 | 0 | 2.89
M8X70 - M8X70 HT HEX SET SCREWS ZINC/BLUE | 83 month(s) | 520 | 0 | 6.27
MANUFACTURE RAW CASINGS - RAW CASING | 83 month(s) | 94 | 0 | 1.13
MB1000UG - 1000diam mounting brackets Ungalvanized (4 per set) | 83 month(s) | 12 | 0 | 0.14
MB315 - 315diam mounting brackets | 83 month(s) | 2 | 0 | 0.02
MB400 - 400diam mounting brackets | 83 month(s) | 2 | 0 | 0.02
MB500 - 500diam mounting brackets | 83 month(s) | 1 | 0 | 0.01
MB560 - 560diam mounting brackets | 83 month(s) | 1 | 0 | 0.01
MB630 - 630diam Mounting Brackets (4 per set) | 83 month(s) | 10 | 0 | 0.12
MB630UG - 630diam Mounting Brackets Ungalvanized (4 per set) | 83 month(s) | 35 | 0 | 0.42
MB710 - 710diam mounting brackets (4 per set) | 83 month(s) | 9 | 0 | 0.11
MB710UG - 710diam mounting brackets Ungalvanized (4 per set) | 83 month(s) | 32 | 0 | 0.39
MB800 - 800diam mounting brackets | 83 month(s) | 9 | 0 | 0.11
MB800UG - 800diam mounting brackets Ungalvanized (4 per set) | 83 month(s) | 44 | 0 | 0.53
MB900UG - 900diam mounting brackets Ungalvanized (4 per set) | 83 month(s) | 24 | 0 | 0.29
MF12504008 - MFAJAX-3 1250 c/w 4,00KW 8P 380V | 83 month(s) | 0 | 2 | 0.02
MFA100011004 - MAXFLO 1000/250/14 A c/w 11,00KW 4P 380V | 83 month(s) | 5 | 2 | 0.06
MFA10004004 - MAXFLO 1000/250/14 A c/w 4,00KW 4P 380V | 83 month(s) | 1 | 0 | 0.01
MFA10005504 - MAXFLO 1000/250/14 A c/w 5,50KW 4P 380V | 83 month(s) | 0 | 2 | 0.02
MFA3150552 - MAXFLO 315/150/10 A c/w 0,55KW 2P 380V | 83 month(s) | 0 | 18 | 0.22
MFA3150752 - MAXFLO 315/150/10 A c/w 0,75KW 2P 380V | 83 month(s) | 0 | 10 | 0.12
MFA4000374 - MAXFLO 400/150/10 A c/w 0,37KW 4P 380V | 83 month(s) | 0 | 7 | 0.08
MFA4000552 - MAXFLO 400/150/10 A c/w 0,55KW 2P 380V | 83 month(s) | 0 | 1 | 0.01
MFA4000752 - MAXFLO 400/150/10 A c/w 0,75KW 2P 380V | 83 month(s) | 0 | 4 | 0.05
MFA4001102 - MAXFLO 400/150/10 A c/w 1,10KW 2P 380V | 83 month(s) | 4 | 16 | 0.19
MFA4001502 - MAXFLO 400/150/10 A c/w 1.50KW 2P 380V | 83 month(s) | 0 | 1 | 0.01
MFA5000554 - MAXFLO 500/150/10 A c/w 0,55KW 4P 380V | 83 month(s) | 1 | 8 | 0.1
MFA5000754 - MAXFLO 500/150/10 A c/w 0,75KW 4P 380V | 83 month(s) | 0 | 5 | 0.06
MFA5001102 - MAXFLO 500/150/10 A c/w 1,10KW 2P 380V | 83 month(s) | 0 | 8 | 0.1
MFA5001104 - MAXFLO 500/150/10 A c/w 1,10KW 4P 380V | 83 month(s) | 0 | 4 | 0.05
MFA5002202 - MAXFLO 500/150/10 A c/w 2,20KW 2P 380V | 83 month(s) | 2 | 2 | 0.02
MFA5003002 - MAXFLO 500/150/10 A c/w 3KW 2P 380V | 83 month(s) | 0 | 1 | 0.01
MFA5004002 - MAXFLO 500/150/10 A c/w 4,00KW 2P 380V | 83 month(s) | 0 | 11 | 0.13
MFA90011004 - MAXFLO 900/250/14 A c/w 11,00KW 4P 380V | 83 month(s) | 1 | 0 | 0.01
MFA9001506 - MAXFLO 900/250/14 A c/w 1,50KW 6P 380V | 83 month(s) | 0 | 1 | 0.01
MFA9002204 - MAXFLO 900/250/14 A c/w 2,20KW 4P 380V | 83 month(s) | 1 | 0 | 0.01
MFA9003004 - MAXFLO 900/250/14 A c/w 3,00KW 4P 380V | 83 month(s) | 0 | 2 | 0.02
MFA9004004 - MAXFLO 900/250/14 A c/w 4,00KW 4P 380V | 83 month(s) | 0 | 1 | 0.01
MFA9005504 - MAXFLO 900/250/14 A c/w 5,50KW 4P 380V | 83 month(s) | 0 | 5 | 0.06
MFA9007504 - MAXFLO 900/250/14 A c/w 7,50KW 4P 380V | 83 month(s) | 0 | 1 | 0.01
MFAY5600374 - MAXFLO 560/150/10 A c/w 0,37KW 4P 380V | 83 month(s) | 0 | 1 | 0.01
MFAY5600554 - MAXFLO 560/150/10 A c/w 0,55KW 4P 380V | 83 month(s) | 1 | 8 | 0.1
MFAY5600754 - MAXFLO 560/150/10 A c/w 0,75KW 4P 380V | 83 month(s) | 0 | 10 | 0.12
MFAY5601104 - MAXFLO 560/150/10 A c/w 1,10KW 4P 380V | 83 month(s) | 0 | 11 | 0.13
MFAY5601504 - MAXFLO 560/150/10 A c/w 1,50KW 4P 380V | 83 month(s) | 0 | 3 | 0.04
MFAY5602202 - MAXFLO 560/150/10 A c/w 2,20KW 2P 380V | 83 month(s) | 0 | 2 | 0.02
MFAY5604002 - MAXFLO 560/150/10 A c/w 4,00KW 2P 380V | 83 month(s) | 0 | 2 | 0.02
MFAY6300554 - MAXFLO 630/150/10 A c/w 0,55KW 4P 380V | 83 month(s) | 2 | 0 | 0.02
MFAY6300556 - MAXFLO 630/150/10 A c/w 0,55KW 6P 380V | 83 month(s) | 0 | 1 | 0.01
MFAY6300754 - MAXFLO 630/150/10 A c/w 0,75KW 4P 380V | 83 month(s) | 0 | 4 | 0.05
MFAY6301104 - MAXFLO 630/150/10 A c/w 1,10KW 4P 380V | 83 month(s) | 0 | 3 | 0.04
MFAY6301504 - MAXFLO 630/150/10 A c/w 1,50KW 4P 380V | 83 month(s) | 0 | 8 | 0.1
MFAY6302204 - MAXFLO 630/150/10 A c/w 2,20KW 4P 380V | 83 month(s) | 0 | 8 | 0.1
MFAY7101104 - MAXFLO 710/150/10 A c/w 1,10KW 4P 380V | 83 month(s) | 12 | 3 | 0.14
MFAY7101504 - MAXFLO 710/150/10 A c/w 1,50KW 4P 380V | 83 month(s) | 0 | 8 | 0.1
MFAY7102204 - MAXFLO 710/150/10 A c/w 2,20KW 4P 380V | 83 month(s) | 0 | 1 | 0.01
MFAY7104004 - MAXFLO 710/150/10 A c/w 4,00KW 4P 380V | 83 month(s) | 1 | 6 | 0.07
MFAY8001504 - MAXFLO 800/150/10 A c/w 1,50KW 4P 380V | 83 month(s) | 0 | 1 | 0.01
MFAY8002204 - MAXFLO 800/150/10 A c/w 2,20KW 4P 380V | 83 month(s) | 0 | 3 | 0.04
MFAY8003004 - MAXFLO 800/150/10 A c/w 3,00KW 4P 380V | 83 month(s) | 0 | 3 | 0.04
MFAY8004004 - MAXFLO 800/150/10 A c/w 4,00KW 4P 380V | 83 month(s) | 0 | 1 | 0.01
MFAY8007504 - MAXFLO 800/150/10 A c/w 7,50KW 4P 380V | 83 month(s) | 0 | 1 | 0.01
MFAZ5600554 - MAXFLO 560/250/14 A c/w 0,55KW 4P 380V | 83 month(s) | 0 | 6 | 0.07
MFAZ5600754 - MAXFLO 560/250/14 A c/w 0,75KW 4P 380V | 83 month(s) | 0 | 15 | 0.18
MFAZ5601104 - MAXFLO 560/250/14 A c/w 1,10KW 4P 380V | 83 month(s) | 0 | 5 | 0.06
MFAZ5601504 - MAXFLO 560/250/14 A c/w 1,50KW 4P 380V | 83 month(s) | 0 | 3 | 0.04
MFAZ5602202 - MAXFLO 560/250/14 A c/w 2,20KW 2P 380V | 83 month(s) | 0 | 3 | 0.04
MFAZ5604002 - MAXFLO 560/250/14 A c/w 4,00KW 2P 380V | 83 month(s) | 1 | 2 | 0.02
MFAZ6300374 - MAXFLO 630/250/14 A c/w 0,37KW 4P 380V | 83 month(s) | 1 | 0 | 0.01
MFAZ6300554 - MAXFLO 630/250/14 A c/w 0,55KW 4P 380V | 83 month(s) | 0 | 1 | 0.01
MFAZ6300754 - MAXFLO 630/250/14 A c/w 0,75KW 4P 380V | 83 month(s) | 0 | 1 | 0.01
MFAZ6301104 - MAXFLO 630/250/14 A c/w 1,10KW 4P 380V | 83 month(s) | 3 | 5 | 0.06
MFAZ6301504 - MAXFLO 630/250/14 A c/w 1,50KW 4P 380V | 83 month(s) | 1 | 8 | 0.1
MFAZ6302204 - MAXFLO 630/250/14 A c/w 2,20KW 4P 380V | 83 month(s) | 0 | 17 | 0.2
MFAZ6303004 - MAXFLO 630/250/14 A c/w 3,00KW 4P 380V | 83 month(s) | 0 | 3 | 0.04
MFAZ7101104 - MAXFLO 710/250/14 A c/w 1,10KW 4P 380V | 83 month(s) | 2 | 14 | 0.17
MFAZ7101504 - MAXFLO 710/250/14 A c/w 1,50KW 4P 380V | 83 month(s) | 0 | 2 | 0.02
MFAZ7102204 - MAXFLO 710/250/14 A c/w 2,20KW 4P 380V | 83 month(s) | 0 | 3 | 0.04
MFAZ7104004 - MAXFLO 710/250/14 A c/w 4,00KW 4P 380V | 83 month(s) | 0 | 7 | 0.08
MFAZ7105504 - MAXFLO 710/250/14 A c/w 5,50KW 4P 380V | 83 month(s) | 2 | 3 | 0.04
MFAZ8002204 - MAXFLO 800/250/14 A c/w 2,20KW 4P 380V | 83 month(s) | 1 | 2 | 0.02
MFAZ8003004 - MAXFLO 800/250/14 A c/w 3,00KW 4P 380V | 83 month(s) | 0 | 3 | 0.04
MFAZ8004004 - MAXFLO 800/250/14 A c/w 4,00KW 4P 380V | 83 month(s) | 0 | 3 | 0.04
MFAZ8005504 - MAXFLO 800/250/14 A c/w 5,50KW 4P 380V | 83 month(s) | 0 | 5 | 0.06
MFP10005504 - MAXFLO 1000/250/14 P c/w 5,50KW 4P 380V | 83 month(s) | 0 | 2 | 0.02
MFP10007504 - MAXFLO 1000/250/14 P c/w 7,50KW 4P 380V | 83 month(s) | 0 | 2 | 0.02
MFP3150254 - MAXFLO 315/150/10 P c/w 0,25KW 4P 380V | 83 month(s) | 4 | 10 | 0.12
MFP3150374 - MAXFLO 315/150/10 P c/w 0,37KW 4P 380V | 83 month(s) | 0 | 5 | 0.06
MFP3150552 - MAXFLO 315/150/10 P c/w 0,55KW 2P 380V | 83 month(s) | 4 | 30 | 0.36
MFP3150752 - MAXFLO 315/150/10 P c/w 0,75KW 2P 380V | 83 month(s) | 1 | 2 | 0.02
MFP4000254 - MAXFLO 400/150/10 P c/w 0,25KW 4P 380V | 83 month(s) | 7 | 9 | 0.11
MFP4000374 - MAXFLO 400/150/10 P c/w 0,37KW 4P 380V | 83 month(s) | 3 | 5 | 0.06
MFP4000552 - MAXFLO 400/150/10 P c/w 0,55KW 2P 380V | 83 month(s) | 0 | 2 | 0.02
MFP4000554 - MAXFLO 400/150/10 P c/w 0,55KW 4P 380V | 83 month(s) | 0 | 4 | 0.05
MFP4000752 - MAXFLO 400/150/10 P c/w 0,75KW 2P 380V | 83 month(s) | 0 | 3 | 0.04
MFP4001102 - MAXFLO 400/150/10 P c/w 1,10KW 2P 380V | 83 month(s) | 2 | 26 | 0.31
MFP5000374 - MAXFLO 500/150/10 P c/w 0,37KW 4P 380V | 83 month(s) | 3 | 16 | 0.19
MFP5000554 - MAXFLO 500/150/10 P c/w 0,55KW 4P 380V | 83 month(s) | 1 | 7 | 0.08
MFP5000754 - MAXFLO 500/150/10 P c/w 0,75KW 4P 380V | 83 month(s) | 0 | 2 | 0.02
MFP5001102 - MAXFLO 500/150/10 P c/w 1,10KW 2P 380V | 83 month(s) | 0 | 1 | 0.01
MFP5001104 - MAXFLO 500/150/10 P c/w 1,10KW 4P 380V | 83 month(s) | 0 | 1 | 0.01
MFP5001504 - MAXFLO 500/150/10 P c/w 1,50KW 4P 380V | 83 month(s) | 0 | 1 | 0.01
MFP5002202 - MAXFLO 500/150/10 P c/w 2,20KW 2P 380V | 83 month(s) | 1 | 1 | 0.01
MFP5004002 - MAXFLO 500/150/10 P c/w 4,00KW 2P 380V | 83 month(s) | 4 | 0 | 0.05
MFP9002204 - MAXFLO 900/250/14 P c/w 2,20KW 4P 380V | 83 month(s) | 0 | 1 | 0.01
MFP9004004 - MAXFLO 900/250/14 P c/w 4,00KW 4P 380V | 83 month(s) | 0 | 1 | 0.01
MFP9005504 - MAXFLO 900/250/14 P c/w 5,50KW 4P 380V | 83 month(s) | 0 | 1 | 0.01
MFPY5600374 - MAXFLO 560/150/10 P c/w 0,37KW 4P 380V | 83 month(s) | 0 | 1 | 0.01
MFPY5600554 - MAXFLO 560/150/10 P c/w 0,55KW 4P 380V | 83 month(s) | 5 | 9 | 0.11
MFPY5600754 - MAXFLO 560/150/10 P c/w 0,75KW 4P 380V | 83 month(s) | 3 | 7 | 0.08
MFPY5601104 - MAXFLO 560/150/10 P c/w 1,10KW 4P 380V | 83 month(s) | 2 | 5 | 0.06
MFPY6300554 - MAXFLO 630/150/10 P c/w 0,55KW 4P 380V | 83 month(s) | 0 | 2 | 0.02
MFPY6300754 - MAXFLO 630/150/10 P c/w 0,75KW 4P 380V | 83 month(s) | 4 | 1 | 0.05
MFPY6301104 - MAXFLO 630/150/10 P c/w 1,10KW 4P 380V | 83 month(s) | 1 | 2 | 0.02
MFPY6302204 - MAXFLO 630/150/10 P c/w 2,20KW 4P 380V | 83 month(s) | 0 | 3 | 0.04
MFPY6303004 - MAXFLO 630/150/10 P c/w 3,00KW 4P 380V | 83 month(s) | 0 | 2 | 0.02
MFPY7101104 - MAXFLO 710/150/10 P c/w 1,10KW 4P 380V | 83 month(s) | 0 | 2 | 0.02
MFPY7102204 - MAXFLO 710/150/10 P c/w 2,20KW 4P 380V | 83 month(s) | 0 | 1 | 0.01
MFPY7104004 - MAXFLO 710/150/10 P c/w 4,00KW 4P 380V | 83 month(s) | 0 | 1 | 0.01
MFPY8003004 - MAXFLO 800/150/10 P c/w 3,00KW 4P 380V | 83 month(s) | 0 | 1 | 0.01
MFPY8005504 - MAXFLO 800/150/10 P c/w 5,50KW 4P 380V | 83 month(s) | 0 | 1 | 0.01
MFPZ5600554 - MAXFLO 560/250/14 P c/w 0,55KW 4P 380V | 83 month(s) | 5 | 3 | 0.06
MFPZ5600556 - MAXFLO 560/250/14 P c/w 0,55KW 6P 380V | 83 month(s) | 0 | 1 | 0.01
MFPZ5600754 - MAXFLO 560/250/14 P c/w 0,75KW 4P 380V | 83 month(s) | 1 | 5 | 0.06
MFPZ5601104 - MAXFLO 560/250/14 P c/w 1,10KW 4P 380V | 83 month(s) | 1 | 2 | 0.02
MFPZ5601504 - MAXFLO 560/250/14 P c/w 1,50KW 4P 380V | 83 month(s) | 0 | 2 | 0.02
MFPZ5602202 - MAXFLO 560/250/14 P c/w 2,20KW 2P 380V | 83 month(s) | 0 | 1 | 0.01
MFPZ6300554 - MAXFLO 630/250/14 P c/w 0,55KW 4P 380V | 83 month(s) | 1 | 1 | 0.01
MFPZ6300754 - MAXFLO 630/250/14 P c/w 0,75KW 4P 380V | 83 month(s) | 0 | 4 | 0.05
MFPZ6301104 - MAXFLO 630/250/14 P c/w 1,10KW 4P 380V | 83 month(s) | 2 | 3 | 0.04
MFPZ6301504 - MAXFLO 630/250/14 P c/w 1,50KW 4P 380V | 83 month(s) | 0 | 2 | 0.02
MFPZ6302204 - MAXFLO 630/250/14 P c/w 2,20KW 4P 380V | 83 month(s) | 0 | 1 | 0.01
MFPZ6303004 - MAXFLO 630/250/14 P c/w 3,00KW 4P 380V | 83 month(s) | 1 | 4 | 0.05
MFPZ7101504 - MAXFLO 710/250/14 P c/w 1,50KW 4P 380V | 83 month(s) | 1 | 7 | 0.08
MFPZ7103004 - MAXFLO 710/250/14 P c/w 3,00KW 4P 380V | 83 month(s) | 0 | 3 | 0.04
MFPZ7104004 - MAXFLO 710/250/14 P c/w 4,00KW 4P 380V | 83 month(s) | 0 | 1 | 0.01
MFPZ8002204 - MAXFLO 800/250/14 P c/w 2,20KW 4P 380V | 83 month(s) | 1 | 1 | 0.01
MFPZ8003004 - MAXFLO 800/250/14 P c/w 3,00KW 4P 380V | 83 month(s) | 0 | 4 | 0.05
MFPZ8004004 - MAXFLO 800/250/14 P c/w 4,00KW 4P 380V | 83 month(s) | 0 | 2 | 0.02
MFPZ8005504 - MAXFLO 800/250/14 P c/w 5,50KW 4P 380V | 83 month(s) | 0 | 1 | 0.01
MH125045004 - MFAJAX-3 1250 c/w 45,00KW 4P 380V | 83 month(s) | 2 | 2 | 0.02
MJ1500 - Majax-1 470 Impeller | 83 month(s) | 0 | 2 | 0.02
MR60Hz - Rewind motor to 60Hz incl. SATMOS Treatment | 83 month(s) | 0 | 1 | 0.01
MRAD315 - MRAD 315 | 83 month(s) | 0 | 2 | 0.02
MS3150552 - MAJAX-3 315 c/w 0,55KW 2P 220V | 83 month(s) | 0 | 1 | 0.01
MS5605502 - MAJAX-3 560 c/w 5,50KW 2P 220V | 83 month(s) | 1 | 1 | 0.01
MT-PROMIG 250T - PROMIG 250T MACHINE | 83 month(s) | 1 | 0 | 0.01
MT100011004 - MAJAX-3 1000 c/w 11,00KW 4P 380V | 83 month(s) | 2 | 7 | 0.08
MT100011006 - MAJAX-3 1000 c/w 11,00KW 6P 380V | 83 month(s) | 1 | 0 | 0.01
MT100015004 - MAJAX-3 1000 c/w 15,00KW 4P 380V | 83 month(s) | 6 | 3 | 0.07
MT100018504 - MAJAX-3 1000 c/w 18,50KW 4P 380V | 83 month(s) | 2 | 2 | 0.02
MT100022004 - MAJAX-3 1000 c/w 22,00KW 4P 380V | 83 month(s) | 0 | 3 | 0.04
MT10004004 - MAJAX-3 1000 c/w 4,00KW 4P 380V | 83 month(s) | 1 | 1 | 0.01
MT10005504 - MAJAX-3 1000 c/w 5,50KW 4P 380V | 83 month(s) | 1 | 1 | 0.01
MT10005506 - MAJAX-3 1000 c/w 5,50KW 6P 380V | 83 month(s) | 1 | 1 | 0.01
MT10007504 - MAJAX-3 1000 c/w 7,50KW 4P 380V | 83 month(s) | 0 | 4 | 0.05
MT10007506 - MAJAX-3 1000 c/w 7,50KW 6P 380V | 83 month(s) | 1 | 1 | 0.01
MT3150254 - MAJAX-3 315 c/w 0,25KW 4P 380V | 83 month(s) | 3 | 21 | 0.25
MT3150552 - MAJAX-3 315 c/w 0,55KW 2P 380V | 83 month(s) | 13 | 36 | 0.43
MT4000186 - MAJAX-3 400 c/w 0,18KW 6P 380V | 83 month(s) | 2 | 0 | 0.02
MT4000254 - MAJAX-3 400 c/w 0,25KW 4P 380V | 83 month(s) | 1 | 3 | 0.04
MT4000374 - MAJAX-3 400 c/w 0,37KW 4P 380V | 83 month(s) | 3 | 1 | 0.04
MT4000552 - MAJAX-3 400 c/w 0,55KW 2P 380V | 83 month(s) | 16 | 33 | 0.4
MT4001102 - MAJAX-3 400 c/w 1,10KW 2P 380V | 83 month(s) | 6 | 14 | 0.17
MT4001502 - MAJAX-3 400 c/w 1,50KW 2P 380V | 83 month(s) | 2 | 4 | 0.05
MT4002202 - MAJAX-3 400 c/w 2,20KW 2P 380V | 83 month(s) | 2 | 2 | 0.02
MT4007502 - MAJAX 400 c/w 0.75kW 2Pole 380V | 83 month(s) | 0 | 2 | 0.02
MT5000186 - MAJAX-3 500 c/w 0,18KW 6P 380V | 83 month(s) | 1 | 0 | 0.01
MT5000254 - MAJAX-3 500 c/w 0,25KW 4P 380V | 83 month(s) | 1 | 1 | 0.01
MT5000374 - MAJAX-3 500 c/w 0,37KW 4P 380V | 83 month(s) | 1 | 6 | 0.07
MT5000554 - MAJAX-3 500 c/w 0,55KW 4P 380V | 83 month(s) | 0 | 2 | 0.02
MT5000556 - MAJAX-3 500 c/w 0,55KW 6P 380V | 83 month(s) | 1 | 1 | 0.01
MT5000754 - MAJAX-3 500 c/w 0,75KW 4P 380V | 83 month(s) | 0 | 6 | 0.07
MT5001102 - MAJAX-3 500 c/w 1,10KW 2P 380V | 83 month(s) | 6 | 14 | 0.17
MT5001104 - MAJAX-3 500 c/w 1,10KW 4P 380V | 83 month(s) | 0 | 3 | 0.04
MT5001502 - MAJAX-3 500 c/w 1,50KW 2P 380V | 83 month(s) | 2 | 6 | 0.07
MT5002202 - MAJAX-3 500 c/w 2,20KW 2P 380V | 83 month(s) | 4 | 6 | 0.07
MT5004002 - MAJAX-3 500 c/w 4,00KW 2P 380V | 83 month(s) | 2 | 7 | 0.08
MT5600374 - MAJAX-3 560 c/w 0,37KW 4P 380V | 83 month(s) | 0 | 8 | 0.1
MT5600554 - MAJAX-3 560 c/w 0,55KW 4P 380V | 83 month(s) | 4 | 5 | 0.06
MT5600556 - MAJAX-3 560 c/w 0,55KW 6P 380V | 83 month(s) | 1 | 0 | 0.01
MT5600754 - MAJAX-3 560 c/w 0,75KW 4P 380V | 83 month(s) | 2 | 4 | 0.05
MT5601104 - MAJAX-3 560 c/w 1,10KW 4P 380V | 83 month(s) | 8 | 7 | 0.1
MT5601502 - MAJAX-3 560 c/w 1,50KW 2P 380V | 83 month(s) | 1 | 0 | 0.01
MT5601504 - MAJAX-3 560 c/w 1,50KW 4P 380V | 83 month(s) | 3 | 4 | 0.05
MT5602202 - MAJAX-3 560 c/w 2,20KW 2P 380V | 83 month(s) | 1 | 6 | 0.07
MT5604002 - MAJAX-3 560 c/w 4,00KW 2P 380V | 83 month(s) | 10 | 9 | 0.12
MT6300186 - MAJAX-3 630 c/w 0,18KW 6P 380V | 83 month(s) | 9 | 4 | 0.11
MT6300374 - MAJAX-3 630 c/w 0,37KW 4P 380V | 83 month(s) | 0 | 1 | 0.01
MT6300554 - MAJAX-3 630 c/w 0,55KW 4P 380V | 83 month(s) | 1 | 3 | 0.04
MT6300556 - MAJAX-3 630 c/w 0,55KW 6P 380V | 83 month(s) | 1 | 1 | 0.01
MT6300754 - MAJAX-3 630 c/w 0,75KW 4P 380V | 83 month(s) | 0 | 2 | 0.02
MT6300756 - MAJAX-3 630 c/w 0,75KW 6P 380V | 83 month(s) | 0 | 1 | 0.01
MT6301104 - MAJAX-3 630 c/w 1,10KW 4P 380V | 83 month(s) | 6 | 21 | 0.25
MT6301504 - MAJAX-3 630 c/w 1,50KW 4P 380V | 83 month(s) | 1 | 8 | 0.1
MT6302204 - MAJAX-3 630 c/w 2,20KW 4P 380V | 83 month(s) | 0 | 4 | 0.05
MT6303004 - MAJAX-3 630 c/w 3,00KW 4P 380V | 83 month(s) | 0 | 3 | 0.04
MT6305502 - MAJAX-3 630 c/w 5,50KW 2P 380V | 83 month(s) | 2 | 2 | 0.02
MT6307502 - MAJAX-3 630 c/w 7,50KW 2P 380V | 83 month(s) | 4 | 10 | 0.12
MT7100554 - MAJAX-3 710 c/w 0,55KW 4P 380V | 83 month(s) | 0 | 1 | 0.01
MT7100754 - MAJAX-3 710 c/w 0,75KW 4P 380V | 83 month(s) | 1 | 1 | 0.01
MT7101104 - MAJAX-3 710 c/w 1,10KW 4P 380V | 83 month(s) | 0 | 4 | 0.05
MT7101504 - MAJAX-3 710 c/w 1,50KW 4P 380V | 83 month(s) | 2 | 8 | 0.1
MT7102204 - MAJAX-3 710 c/w 2,20KW 4P 380V | 83 month(s) | 2 | 7 | 0.08
MT7103004 - MAJAX-3 710 c/w 3,00KW 4P 380V | 83 month(s) | 0 | 2 | 0.02
MT7104004 - MAJAX-3 710 c/w 4,00KW 4P 380V | 83 month(s) | 0 | 4 | 0.05
MT7603004 - Majax-2 760-32-E-8 c/w 3.0KW 4P 380V | 83 month(s) | 0 | 1 | 0.01
MT8000556 - MAJAX-3 800 c/w 0,55KW 6P 380V | 83 month(s) | 0 | 3 | 0.04
MT8001106 - MAJAX-3 800 c/w 1,10KW 6P 380V | 83 month(s) | 0 | 2 | 0.02
MT8002204 - MAJAX-3 800 c/w 2,20KW 4P 380V | 83 month(s) | 4 | 3 | 0.05
MT8003004 - MAJAX-3 800 c/w 3,00KW 4P 380V | 83 month(s) | 9 | 29 | 0.35
MT8004004 - MAJAX-3 800 c/w 4,00KW 4P 380V | 83 month(s) | 1 | 3 | 0.04
MT8005504 - MAJAX-3 800 c/w 5,50KW 4P 380V | 83 month(s) | 5 | 7 | 0.08
MT8007504 - MAJAX-3 800 c/w 7,50KW 4P 380V | 83 month(s) | 0 | 1 | 0.01
MT9002204 - MAJAX-3 900 c/w 2,20KW 4P 380V | 83 month(s) | 1 | 0 | 0.01
MT9005504 - MAJAX-3 900 c/w 5,50KW 4P 380V | 83 month(s) | 5 | 12 | 0.14
MT9005506 - MAJAX-3 900 c/w 5,50KW 6P 380V | 83 month(s) | 0 | 1 | 0.01
Material - Material | 83 month(s) | 1 | 0 | 0.01
Mild Steel-200x200x1.6mm - Laser-Cut Mild Steel Plate 200x200x1.6mm | 83 month(s) | 8 | 0 | 0.1
Mild Steel-310x310x1.6mm - Laser-Cut Mild Steel Plate 310x310x1.6mm | 83 month(s) | 1 | 0 | 0.01
Mild Steel-620x620x1.6mm - Laser-Cut Mild Steel Plate 620x620x1.6mm | 83 month(s) | 1 | 0 | 0.01
NAME PLATES - Name plates/ engraving plates | 83 month(s) | 500 | 0 | 6.02
NITRO PRO - includes PDF Editing (Windows, Mac, iOS), unlimited eSigning, and Customer Support. | 83 month(s) | 1 | 0 | 0.01
NONE - AIRMAX-2.850 WALL MOUNT | 83 month(s) | 0 | 4 | 0.05
NRD - Non Return Discharge Dampers | 83 month(s) | 1 | 0 | 0.01
NS40/610/610/300 - HEPA FILTER 4000M3/H | 83 month(s) | 5 | 0 | 0.06
Non-Taxable Extra's - Non-Taxable Extra's | 83 month(s) | 2 | 0 | 0.02
OUTSTANDING BALANCE - Outstanding Balance for industrial Fans | 83 month(s) | 0 | 6 | 0.07
PAINT-WORKS - SPRAY PAINT INLET CONES | 83 month(s) | 0 | 2 | 0.02
PD2 - White | 83 month(s) | 8 | 0 | 0.1
PHPM20B - M20 SCREW-IN BLANKING PLUGS (BLK) | 83 month(s) | 300 | 0 | 3.61
PINE - BXXX 50X76X6.0M - PINE - BXXX 50X76X6.0M | 83 month(s) | 71 | 0 | 0.86
PINE - CRATING 25X114X1.8M | 83 month(s) | 496 | 0 | 5.98
PINE - CRATING 25X114X3 .6M - PINE - CRATING 25X114X3 .6M | 83 month(s) | 115 | 0 | 1.39
PMGB20-13.5 - M20 NYLON COMPRESSION GLAND GREY | 83 month(s) | 800 | 0 | 9.64
PMGB25-18 - M25 NYLON COMPRESSION GLAND GREY | 83 month(s) | 400 | 0 | 4.82
POZI SELF TAPPER - 10 (S/S) - No10 (4.8mm)x19 PAN/HD POZI SELF TAPPER - S/S 304 - A2 | 83 month(s) | 1000 | 0 | 12.05
POZI SELF TAPPER - 10 - No10 (4 .8mm)x19 PAN/HD POZI SELF TAPPER 10X19 7981 | 83 month(s) | 2040 | 0 | 24.58
POZI SELF TAPPER - 12 (S/S) - No12 (5.5mm)x19 PAN/HD POZI SELF TAPPER - (S/S) | 83 month(s) | 100 | 0 | 1.2
POZI SELF TAPPER - 12 - No12 (5.5mm)x19 PAN/HD POZI SELF TAPPER 10X19 7981 | 83 month(s) | 600 | 0 | 7.23
PR3mm x 1300mm - New W11F 3mm x 1300mm Plate Roller | 83 month(s) | 1 | 0 | 0.01
PRA GLAND FLP Exde BRASS CPR N*1 M20 - PRA GLAND FLP Exde BRASS CPR N*1 M20 | 83 month(s) | 4 | 0 | 0.05
PRA LOCKNUT BRASS No 0 & 1 - M20 - PRA LOCKNUT BRASS No 0 & 1 - M20 | 83 month(s) | 2 | 0 | 0.02
PRA LOCKNUT BRASS No 2 - M25 - PRA LOCKNUT BRASS No 2 - M25 | 83 month(s) | 2 | 0 | 0.02
PRA REDUCER FLP Ex d/e 25M-20F - PRA REDUCER FLP Ex d/e 25M-20F | 83 month(s) | 2 | 0 | 0.02
PROGRAM - Customized Programming Service - Development of web Based Fan Selection Program | 83 month(s) | 6 | 0 | 0.07
PRPFAN822 - FAC30/4 Propeller Fan | 83 month(s) | 1 | 0 | 0.01
PVT/30 - PVT/30 c/w 380W 2800RPM 220V | 83 month(s) | 5 | 5 | 0.06
PVT/50 - PVT /50 c/w 2.2KkW 2800RPM 220V | 83 month(s) | 9 | 9 | 0.11
PWT PI150 0R7G3Z - PI150 VSD 0.75KW 380V IP20 BRK | 83 month(s) | 2 | 0 | 0.02
Partial Payment - Industrial fan - Partial Payment | 83 month(s) | 0 | 1 | 0.01
Pl Blades - Plastic Blades | 83 month(s) | 1205 | 0 | 14.52
Pl Blanks - Plastic Blanks | 83 month(s) | 290 | 0 | 3.49
Plasma Cuts - Sheets cut(10), Plates cut(56) & Ends Cut(60) | 83 month(s) | 1 | 0 | 0.01
QCP- - Data Book | 83 month(s) | 0 | 16 | 0.19
QD GP 25LT - QD GREY PRIMER 25LT | 83 month(s) | 1 | 0 | 0.01
QD GP 5LT - QD GREY PRIMER 5LT | 83 month(s) | 1 | 0 | 0.01
QD MIX 25LT - QD MIX 25LT MINES GREY | 83 month(s) | 1 | 0 | 0.01
RA - 1500x600x850 long Rectangular Attenuator | 83 month(s) | 6 | 6 | 0.07
RAD100 - RAD 100 | 83 month(s) | 20 | 38 | 0.46
RAD125 - RAD 125 | 83 month(s) | 20 | 8 | 0.24
RAD150 - RAD 150 | 83 month(s) | 95 | 97 | 1.17
RAD200 - RAD 200 | 83 month(s) | 177 | 197 | 2.37
RAD250 - RAD 250 | 83 month(s) | 164 | 151 | 1.98
RAD315 - RAD 315 | 83 month(s) | 174 | 189 | 2.28
RAD355 - RAD 355 | 83 month(s) | 66 | 60 | 0.8
REC10050 - REC 100-50 | 83 month(s) | 1 | 0 | 0.01
REC5025 - REC 50-25 | 83 month(s) | 1 | 3 | 0.04
REC6035 - REC 60-35 | 83 month(s) | 12 | 12 | 0.14
REC7040 - REC 70-40 | 83 month(s) | 2 | 4 | 0.05
RECT ATT - 1100 X 1100 and 1500mm Long | 83 month(s) | 0 | 18 | 0.22
REFURBISHING - FAN REFURBISHMENT | 83 month(s) | 0 | 1 | 0.01
RENTAL - RENTAL | 83 month(s) | 11 | 0 | 0.13
REPAIR-BLADE - 315 X 70 Wide Radical Bladed Fan - Existing Inlet ring removed - New one Manufactured & re-assembled | 83 month(s) | 1 | 1 | 0.01
RIGM6 - RIGID POC FILTERS 600X600X600 M6 6POC | 83 month(s) | 16 | 0 | 0.19
RS1-400 - Controller 1.8 amp ( Excl.J.Box) | 83 month(s) | 0 | 9 | 0.11
RT1.25-4S - Red Ring Terminal 4mm Stud | 83 month(s) | 1600 | 0 | 19.28
RT1.25-5S - Red Ring Terminal 5mm Stud | 83 month(s) | 1600 | 0 | 19.28
RT1.25-6S - Red Ring Terminal 6mm Stud | 83 month(s) | 400 | 0 | 4.82
RTube-25x1.9-6M - Round Tube 25x1.9-6M | 83 month(s) | 1 | 0 | 0.01
RTube-32x1.9-6M - Round Tube 32x1.9-6M | 83 month(s) | 3 | 0 | 0.04
RTube-38x1.9-6M - Round Tube 38x1.9-6M | 83 month(s) | 1 | 0 | 0.01
RW0.14220 - Rewind 0.1Kw 1430rpm 230V Motor Suitable for 60Hz Operation | 83 month(s) | 1 | 0 | 0.01
RepairCMP - Repair teh casing by replacing the flange to be 3mm thick and re-paint entire casing | 83 month(s) | 1 | 0 | 0.01
Rewind Motors - From 400V to 525V | 83 month(s) | 22 | 0 | 0.27
Rewind To - 525V | 83 month(s) | 6 | 3 | 0.07
S-STARMIG-255 - SMARTER STAR MIG 255 with Parker torch | 83 month(s) | 1 | 0 | 0.01
S/S - Pleated Panel Filter 595 x 595 x 48 | 83 month(s) | 12 | 0 | 0.14
S1 - Silencers | 83 month(s) | 0 | 2 | 0.02
SAL500 - SAL 500 | 83 month(s) | 0 | 1 | 0.01
SAV STICKERS - Solvent Printed SAV Stickers - Rounded Corners - (108mm x 88mm) | 83 month(s) | 600 | 0 | 7.23
SCBFLT1.25B - SCB Blower Simple Intake Filter - 1 1/4 | 83 month(s) | 0 | 1 | 0.01
SCOTCH BRI G - SCOTCH BRITE GREY BULLDOG | 83 month(s) | 10 | 0 | 0.12
SE07MS50+0005 - SCL e07-MS MOR IE3 M.E. 4.0-4.8KW - 2 POLI 345-415/200-240V 50Hz - 380-480/220-280V 60Hz. IP55 | 83 month(s) | 1 | 0 | 0.01
SE07MS50+0012 - SCL e07-MS MOR IE3 M.E. 5.5 - 6.5 kW - 2 POLI -600-720/345-415V 50Hz - 660-830/380-480V 60Hz WR | 83 month(s) | 1 | 0 | 0.01
SE08MS50+0014 - SCL e08-MS MOR - IE3 M.E 7.5KW - 9.0KW - 2 POLI | 83 month(s) | 2 | 0 | 0.02
SE08MS55 - SCL e08-MS MOR IE3 - M.E. 5.5 kW- 525V -IE3 -IP55 NATURAL FINISH | 83 month(s) | 1 | 0 | 0.01
SE10MS50+0005 - SCL e10-MS MOR IE3 M.E. 11 - 13 kW - 2 POLI - 380V - IP55 Natural Finish | 83 month(s) | 3 | 0 | 0.04
SE11MS00+0048 - SCL e11-MS MOR IE2 M.E. 11 - 13 kW - 2 POLI - 300/525V 50HZ 360/630V 60HZ IE2 - CL. F TROP. | 83 month(s) | 9 | 0 | 0.11
SE11TS50+0002 - SCL e11-TS MOR IER - M.E 22 - 25.5 kW - 2 POLI - IE3 CL. F TROP. PTO IP55 - NATURAL FINISH | 83 month(s) | 5 | 0 | 0.06
SEF100 - SEF 100 | 83 month(s) | 10 | 4 | 0.12
SEF125 - SEF125 | 83 month(s) | 25 | 18 | 0.3
SFB04006006 - Flat Bar CQ 40x6mm 6 Mtr | 83 month(s) | 3 | 0 | 0.04
SH01 - HAND STRAPPING 12X 1500M - BLACK | 83 month(s) | 1 | 0 | 0.01
SHPBSW - BANDSAW WELD ONLY BIMETAL | 83 month(s) | 2 | 0 | 0.02
SHR03012252450 - HR Sheet SAE1008 2450x1225x3 | 83 month(s) | 1 | 0 | 0.01
SITEW - Site Work - 8 hours | 83 month(s) | 0 | 8 | 0.1
SK03MS50+0121 - SCL K03-MS MOR IE3 M.E. 0.55 - 0.65 kW 2 POLI345-415/200-240V 50Hz - 380-480/220-280V 60Hz WR | 83 month(s) | 2 | 0 | 0.02
SLA2025 - Support SLA Mar | 83 month(s) | 8 | 0 | 0.1
SMOKE EXTRACTION FS 160/180 - TERMINAL BLOCK 300c | 83 month(s) | 1 | 0 | 0.01
SMR2005 - Spring Mount 2 - 750 - White | 83 month(s) | 4 | 0 | 0.05
SMRH1003 - Spring Mount H 1-125Red | 83 month(s) | 16 | 16 | 0.19
SMRH1004 - Spring Mount H 1-200Black | 83 month(s) | 36 | 36 | 0.43
SMRH1005 - Spring Mount H 1-310Yellow | 83 month(s) | 8 | 8 | 0.1
SMW23030 - 5.5KW 4P 380V IP55 300 C/2HR WEG SMOKEX PAD W22 MOTOR | 83 month(s) | 3 | 0 | 0.04
SP - Spark Proofing - SP | 83 month(s) | 4 | 2 | 0.05
SQ-TUBE32X32 - SQ / TUBE 32X32X1.5 - 6M | 83 month(s) | 10 | 0 | 0.12
SQL-GLF12.5-D - Galvanised Industrial Extractor Fan + Grill & Louvers: 1380sq, 220V, 1.1kw, 440rpm, 44000m3/hr | 83 month(s) | 5 | 0 | 0.06
SQL-GLF12.5-GR - GLF Grill: 1380sq. | 83 month(s) | 5 | 0 | 0.06
SQL-GLF9.5-D - GLF 9.5 c/w 0.75kW 220v | 83 month(s) | 1 | 0 | 0.01
SQL-GR75F - GLF Fan Wheel - Fixed 70mm | 83 month(s) | 10 | 0 | 0.12
SQL-GR75PBR - GLF Fan Wheel - PBK 70mm | 83 month(s) | 10 | 0 | 0.12
SR30MD000069 - SCL R30-MD MOR EU M.E 1.5KW 3Ph 380V | 83 month(s) | 2 | 2 | 0.02
SR40MD00 + 0006 - SCL R40-MD MOR EU M.E 2.2kW - 2 POLI 230-50 V-HZ - MF - CL.F TROP. + PTO - IP55 - PAINTED | 83 month(s) | 1 | 0 | 0.01
SR40MD00+0006 - SCL R40MD | 83 month(s) | 0 | 1 | 0.01
SSD - New Disk replacement SSD 512gb from invoice AXG0205 | 83 month(s) | 1 | 0 | 0.01
ST0.14220 - Satmos Treatment 0.1Kw 1430rpm 230V | 83 month(s) | 1 | 0 | 0.01
ST0001 - 760diam/9bladed/28mmbore/30deg/Impeller/FB | 83 month(s) | 10 | 0 | 0.12
STOCK GALVANIZING-12 JULY 2024 - STOCK GALVANIZING-12 JULY 2024 | 83 month(s) | 198 | 0 | 2.39
STORAGE1000000 - Rental Space to Store Goods | 83 month(s) | 1 | 0 | 0.01
SWA02.5X4BKLH - STEEL WIRE ARMOURED 2.5MM X 4 | 83 month(s) | 12 | 0 | 0.14
Search Engine - Search Engine Optimisation - Pro Package | 83 month(s) | 7 | 0 | 0.08
Service Provider - Service | 83 month(s) | 18 | 0 | 0.22
Spare Motor - Tiracamino | 83 month(s) | 0 | 10 | 0.12
Stantionary - Stationary | 83 month(s) | 25 | 0 | 0.3
TAB10130 - 1.1kw 6P 400V B30 90L IE1 MOTOR WEG W21 IP55 AL BOX | 83 month(s) | 1 | 0 | 0.01
TAB15030- - 2.2kW 2P 400V B30 90L IE1 MOTOR WEG W11 IP55 AL BOX | 83 month(s) | 1 | 0 | 0.01
TAP08130 - 0.75kw 6P 400V B30 90S IE1 MOTOR WEG W21 IP55 AL LEAD | 83 month(s) | 1 | 0 | 0.01
TB 315-560 - Casing Terminal Box (315-560) | 83 month(s) | 38 | 0 | 0.46
TB 630-800 - Casing Terminal Box (560-800) | 83 month(s) | 38 | 0 | 0.46
TC10.0X4BKHO7 - Trailing Cable 10mm2 4 Core | 83 month(s) | 34 | 0 | 0.41
TEX1943033 - 3kW 4P 220/380-415V B3T 100L IE1 Motor WEG W21 IP55 FLP | 83 month(s) | 1 | 0 | 0.01
TEX2313030 - 5.5kW 6P 380-415/660V B3 132M IE1 MOTOR WEG W21 IP55 FLP | 83 month(s) | 1 | 0 | 0.01
TF5PUR/C - TF5PUR/C - Fixed Castor 125mm | 83 month(s) | 2 | 0 | 0.02
THINNERS - 25L - Thinners 25L | 83 month(s) | 1 | 0 | 0.01
THINNERS - 5L - Thinners 5l | 83 month(s) | 6 | 0 | 0.07
TRL - Traveling from Office to Airport | 83 month(s) | 0 | 76 | 0.92
TS5PUR/BK - TS5PUR/BK - 125mm Brake Castor | 83 month(s) | 2 | 0 | 0.02
TTS038030006 - Sq / Tube 38X38X3.0-6M | 83 month(s) | 1 | 0 | 0.01
TTSILENTM100 - TTSILENTM100 | 83 month(s) | 0 | 15 | 0.18
TTSILENTM125 Fan - TTSILENTM125 | 83 month(s) | 0 | 130 | 1.57
TTSILENTM250 - TTSILENTM250 | 83 month(s) | 0 | 83 | 1
Terminal-B56.36 - Terminal Blocik 56.36 - 6TN 56.36 M5 Complete | 83 month(s) | 570 | 0 | 6.87
Terminal-B70.45 - Terminal Blocks 70.45 - 6TN10, M6 | 83 month(s) | 35 | 0 | 0.42
Toll - Toll | 83 month(s) | 1 | 0 | 0.01
Transport - Delivery | 83 month(s) | 5 | 33 | 0.4
Travel - Call Out | 83 month(s) | 1 | 0 | 0.01
UV 400 SCREEN - 400 SCREENS | 83 month(s) | 0 | 1 | 0.01
UV 400-3-4 - c/w 0.55 kW 4 Pole 380 | 83 month(s) | 4 | 4 | 0.05
UV 400-3-6 - c/w 0.55 kW 6 Pole 380 | 83 month(s) | 1 | 1 | 0.01
UV 500 - Dome Only | 83 month(s) | 1 | 1 | 0.01
UV 630/3/6/W - c/w 1.5 kW 6 Pole 380 V Motor | 83 month(s) | 3 | 0 | 0.04
UV 710/3/6 - UV710/3/6 | 83 month(s) | 4 | 4 | 0.05
VB10NX1320 F - Friction Belt wedge Envelope SPZ SE | 83 month(s) | 4 | 0 | 0.05
VB13NX1340 F - VB13NX1340 FENNER | 83 month(s) | 6 | 0 | 0.07
VB13NX1400 F - FRICTION BELT WEDGE ENVELOPE SPA SECTION 13 X 10 X 1400MM FENNER | 83 month(s) | 3 | 0 | 0.04
VB13NX1600 F - FRICTION BELT WEDGE ENVELOPE SPA -SECTION 13 X 10 X 1600MM FENNER | 83 month(s) | 15 | 0 | 0.18
VB13NX1682 F - FRICTION BELT WEDGE ENVELOPE SPA SECTION 13 X 10 X 1682MM FENNER | 83 month(s) | 6 | 0 | 0.07
VB13NX1700 FF - FRICTION BELT WEDGE ENVELOPE SPA SE | 83 month(s) | 3 | 0 | 0.04
VB13NX1800 F - FRICTION BELT WEDGE ENVELOPE SPA SECTION 13 X 10 X 1800MM FENNER | 83 month(s) | 6 | 0 | 0.07
VB13NX1900 F - FRICTION BELT WEDGE ENVELOPE SPA SECTION 13 X 10 X 1900MM FENNER | 83 month(s) | 2 | 0 | 0.02
VCN100 - VCN100 - External Exhaust Fan - 100mm? | 83 month(s) | 0 | 1 | 0.01
VCN150 - VCN150 - External Exhaust Fan - 150mm? | 83 month(s) | 0 | 1 | 0.01
VLA3 & RV3 - VLA3 or RV3 - 1' | 83 month(s) | 0 | 2 | 0.02
VOC - Creation, Conformity Review, Inspection & Issuance | 83 month(s) | 2 | 0 | 0.02
VP 15 - VP 150K | 83 month(s) | 0 | 2 | 0.02
VRL6 - VRL6 - 2' | 83 month(s) | 0 | 9 | 0.11
VRL8 - VRL8 - 3' | 83 month(s) | 8 | 3 | 0.1
VRL9 - VRL9 - 4' | 83 month(s) | 4 | 0 | 0.05
VSD - - 37 kW 380V variable speed drive | 83 month(s) | 0 | 1 | 0.01
W1G250 - HH67 - 52 - 48 V (36-57V-) DC. 105 W 2750 min 1 | 83 month(s) | 4 | 4 | 0.05
WAMCENTRIF - WAM Centrif c/w 1.5HP Nema Motor | 83 month(s) | 0 | 3 | 0.04
WAREHOUSE-FAN1 - HTMH-71-4T-4 IE3 380V 60Hz IE3 - Roof Top Exhaust Fan | 83 month(s) | 0 | 20 | 0.24
WD002 - FMD 600 x 600 x 50 W/D | 83 month(s) | 16 | 0 | 0.19
WGP3603033 - 22kW 4P 380-400-415/660-690//460V B3T 180L IE1 | 83 month(s) | 2 | 0 | 0.02
WIRING - Wiring of welding plug and installation of welding plug x2 | 83 month(s) | 2 | 0 | 0.02
WL 400 - Wall Mount | 83 month(s) | 0 | 2 | 0.02
WL2525 - WEATHER LOUVRE 250*250 NS NA | 83 month(s) | 9 | 9 | 0.11
WL6060 - WEATHER LOUVRE 600*600 NS NA | 83 month(s) | 6 | 0 | 0.07
WP P800 - WATERPAPER P800 | 83 month(s) | 4 | 0 | 0.05
WPF50/600/600/50 - Filter | 83 month(s) | 75 | 0 | 0.9
WPF50/600/600/50. - WPF50/600/600/50 | 83 month(s) | 5 | 0 | 0.06
WS - Wall sleeve, plate and flashing | 83 month(s) | 3 | 0 | 0.04
WSAWBS014 - [D]HBS350N[1] 14inch WOODWORKING | 83 month(s) | 1 | 0 | 0.01
Wooden crate charges - Wooden crate charges | 83 month(s) | 2 | 0 | 0.02
Z4540002 - Commission for HFEAVAO.AFM.000298-AECI CHEMICALS | 83 month(s) | 0 | 1 | 0.01
ZZZ-SP 2200 - 0.37KW 4P 400 V B3 - IE2-OH71 M ORANGE1 | 83 month(s) | 3 | 0 | 0.04
bending - in house bending | 83 month(s) | 1006 | 0 | 12.12
copper cut - copper sheet (2000 x 1000 x 1.5mm) cut strips of 120mm across 2m length | 83 month(s) | 6 | 0 | 0.07
fuel Surcharge - Fuel Surcharge | 83 month(s) | 1 | 0 | 0.01