## Item Movement Summary
Item Code | Description | Category | Period | Total QTY Purchased | Total QTY Sold | AMU
-GLF12.5-S | Galvanised Industrial Extractor Fan+ Grill & Louvers 1380sq, 380V,1.1kw, 440rpm, 44000m3/hr |  | 1 month(s) | 1 | 0 | 1
.30 Duct | 300mm Diameter-10 meter Long | DUCT | 1 month(s) | 5 | 5 | 5
0.2543PM | 0.25kW 4P 380V Pad Mount Motor |  | 19 month(s) | 29 | 0 | 1.53
0.3723PM | 0.37kW 2P 380V Pad Mount Motor | MOTORS | 20 month(s) | 55 | 0 | 2.75
0.3741PM | 0.37KW 4P 220V Pad Mount Motor | MOTORS | 3 month(s) | 3 | 2 | 1
0.3743PM | 0.37kW 4P 380V Pad Mount Motor | MOTORS | 19 month(s) | 44 | 0 | 2.32
0.5523PM | 0.55kW 2P 380V Pad Mount Motor |  | 20 month(s) | 52 | 2 | 2.6
0.552P | 0.55Kw 2P 380V Pad Motor |  | 1 month(s) | 1 | 0 | 1
0.5541PM | 0.55KW 4P 220V Pad Mount Motor | MOTORS | 1 month(s) | 1 | 0 | 1
0.5543PM | 0.55kW 4P 380V Pad Mount Motor |  | 20 month(s) | 70 | 0 | 3.5
0.7523PM | 0.75kW 2P 380V Pad Mount Motor |  | 19 month(s) | 22 | 1 | 1.16
0.752P | 0.75Kw 2Pole 380V Pad Mount |  | 1 month(s) | 3 | 0 | 3
0.7541FM | 0.75Kw 220v Foot Mount |  | 1 month(s) | 1 | 0 | 1
0.7541PM | 0.75Kw 220v Pad Mount |  | 1 month(s) | 1 | 0 | 1
0.7543PM | 0.75kW 4P 380V Pad Mount Motor |  | 21 month(s) | 54 | 1 | 2.57
0.7563PM | 0.75kW 6P 380V Pad Mount Motor |  | 1 month(s) | 1 | 0 | 1
0.75kW VSD | Variable Speed Controller |  | 10 month(s) | 5 | 8 | 0.8
0010 | SPARE MOTOR - TIRACAMINO - Vortice Spare Motor for Tiracamino 0.12kW 4P 230V |  | 10 month(s) | 0 | 21 | 2.1
009 | HVF/75N c/w 0.24kW 750mm 220V |  | 1 month(s) | 0 | 20 | 20
02880 | PRA LOCKNUT BRASS No 0 & 1 - M20 |  | 4 month(s) | 3 | 0 | 0.75
053575 | AFROX PICKELING PASTE AOX 1LT |  | 1 month(s) | 2 | 0 | 2
1 IP 65 | Change IP Rating - Motor Size 90Watts 2Pole 380V to IP 65 |  | 6 month(s) | 4 | 0 | 0.67
1.1.2Pad | 1.1Kw 2P 380V Pad Mount Motor |  | 21 month(s) | 12 | 1 | 0.57
1.123PM | 1.1kW 2P 380V Pad Mount Motor |  | 19 month(s) | 22 | 0 | 1.16
1.141PM | 1.1kW 4P 220V Pad Mount Motor |  | 1 month(s) | 1 | 0 | 1
1.143FM | 1.1kW 4P 400V B3 QL3 |  | 14 month(s) | 5 | 0 | 0.36
1.143PM | 1.1kW 4P 380V Pad Mount Motor |  | 21 month(s) | 73 | 0 | 3.48
1.163PM | 1.1kW 6P 380V Pad Mount Motor |  | 1 month(s) | 2 | 0 | 2
1.523PM | 1.5kW 2P 380V Pad Mount Motor |  | 20 month(s) | 19 | 0 | 0.95
1.543PM | 1.5kW 4P 380V Pad Mount Motor |  | 21 month(s) | 53 | 0 | 2.52
1.563PM | 1.5kW 6P 380V Pad Mount Motor |  | 1 month(s) | 10 | 0 | 10
1.583PM | 1.5KW 8P 380V Pad Mount Motor |  | 1 month(s) | 1 | 0 | 1
1.5kW VSD | 1.5kW Variable Speed Controller | VSD | 1 month(s) | 0 | 1 | 1
100/112 FR 27.8 | 100/112 Motor Frame - 27.8 mm OD Spacer |  | 3 month(s) | 37 | 0 | 12.33
1000 HDG | 1000SC 1000mm Diam HDG Screen |  | 1 month(s) | 2 | 2 | 2
1000 ICS | Majax Inlet Cone & Screen |  | 1 month(s) | 0 | 2 | 2
1000 SIL | Inlet Silencer 1000 1.5D (1000mm Diameter to reduce noise on the dischargeside) |  | 1 month(s) | 0 | 1 | 1
1000 X 500 MM | Sand Trap Air Louver |  | 1 month(s) | 0 | 2 | 2
10000000 | Impeller 0560mm 'B' 250A14PR19mm 080Frame |  | 1 month(s) | 1 | 0 | 1
1000002 | Monthly Retainer - March 2025 |  | 6 month(s) | 4 | 0 | 0.67
1000005 | TURBINA CMP 616 14 LG (Impeller for CMP616-2T-0.75 230/400V) | FM - SODECA | 27 month(s) | 24 | 25 | 0.93
1000012 | HCD 20 4M | FM - SODECA | 29 month(s) | 8 | 17 | 0.59
1000013 | HCD 25 4M | FM - SODECA | 30 month(s) | 2 | 12 | 0.4
1000013. | HCD-30-4M 230V. 50/60Hz |  | 1 month(s) | 8 | 0 | 8
1000015 | HCD 30 4M | FM - SODECA | 22 month(s) | 5 | 22 | 1
1000016 | HCD 35 4M | FM - SODECA | 33 month(s) | 0 | 14 | 0.42
1000040 | HCT-25-2T/PL | FM - SODECA | 24 month(s) | 0 | 1 | 0.04
1000046 | HCT-31-2M/PL | FM - SODECA | 4 month(s) | 0 | 1 | 0.25
1000047 | HCT-31-2T/PL | FM - SODECA | 26 month(s) | 0 | 2 | 0.08
1000049 | HCT-31-4M/PL | FM - SODECA | 18 month(s) | 0 | 1 | 0.06
1000052 | HCT-35-2T/PL | FM - SODECA | 8 month(s) | 0 | 1 | 0.12
100081 | OPTECH OUTER LENS 110 X 90 |  | 1 month(s) | 5 | 0 | 5
100083 | OPTECH INNER LENS 108 X 51 |  | 1 month(s) | 5 | 0 | 5
100087 | SOLAR HELMET ADJUSTABLE (84-210300-11 |  | 1 month(s) | 1 | 0 | 1
1000CF | 1000 Diam Counter Flange | FM - DONKIN | 49 month(s) | 59 | 47 | 1.2
1000CFUG | 1000 Diam Counter Flange Ungalvanised | FM - DONKIN | 1 month(s) | 6 | 0 | 6
1000IC | Majax Inlet Cone |  | 1 month(s) | 12 | 10 | 12
1000MBP09 | 1-0350-240 P09 - 1000 Motor Bracket |  | 19 month(s) | 28 | 0 | 1.47
1000MF | 1000 Diam Mounting Feet | FM - DONKIN | 49 month(s) | 70 | 76 | 1.55
1000MFUG | 1000 Diam Mounting Feet Ungalvanized | FM - DONKIN | 1 month(s) | 24 | 0 | 24
1000S1.5DP | 1000 Diam Silencer 1.5D Podded | FM - DONKIN | 16 month(s) | 10 | 10 | 0.62
1000S2.0DP | 1000 Diam Silencer 2.0D Podded | FM - DONKIN | 1 month(s) | 4 | 4 | 4
1000SM1.0D | 1000 Diam Melinex Silencer 1.0D | FM - DONKIN | 1 month(s) | 4 | 0 | 4
1000SM1.0DP | 1000 Diam Melinex Silencer 1.0D Podded | FM - DONKIN | 1 month(s) | 0 | 4 | 4
1000SM1.5DP | 1000 Diam Melinex Silencer 1.5D Podded | FM - DONKIN | 1 month(s) | 2 | 2 | 2
1002948 | HCT-40-4T-0.33/PL | FM - SODECA | 3 month(s) | 1 | 1 | 0.33
1005878 | HTM-56-4M | FM - SODECA | 3 month(s) | 0 | 1 | 0.33
1005879 | HTM-56-4T | FM - SODECA | 1 month(s) | 0 | 1 | 1
1006313 | HCDF-31-4T / ATEX / EXII2G Ex d | FM - SODECA | 1 month(s) | 1 | 0 | 1
1006315 | HCDF 35 - 4T - Flameproof | FM - SODECA | 1 month(s) | 0 | 1 | 1
1006321 | HCDF 50 - 4T - Flameproof | FM - SODECA | 26 month(s) | 0 | 2 | 0.08
1006663 | B-150 |  | 1 month(s) | 8 | 0 | 8
1006974 | RPA-20 |  | 1 month(s) | 4 | 0 | 4
1007140 | ACE-150 |  | 1 month(s) | 4 | 0 | 4
1007944 | CPV 1020 4T | FM - SODECA | 34 month(s) | 23 | 23 | 0.68
1007947 | CPV 1325 4T | FM - SODECA | 30 month(s) | 5 | 7 | 0.23
1007957 | CPV 1020 2TIE3 | FM - SODECA | 25 month(s) | 4 | 2 | 0.16
1007960 | CPV 1325 2TIE3 | FM - SODECA | 6 month(s) | 1 | 1 | 0.17
1008843 | CMA-218-2M | FM - SODECA | 12 month(s) | 0 | 3 | 0.25
1008844 | CMA-218-2T | FM - SODECA | 31 month(s) | 11 | 11 | 0.35
1008847 | CMA-324-2M | FM - SODECA | 17 month(s) | 3 | 4 | 0.24
1008849 | CMA-324-2T | FM - SODECA | 28 month(s) | 10 | 11 | 0.39
1008851 | CMA-325-2M | FM - SODECA | 30 month(s) | 45 | 41 | 1.5
1008852 | CMA-325-2T | FM - SODECA | 27 month(s) | 18 | 15 | 0.67
1008854 | CMA-426-2M | FM - SODECA | 30 month(s) | 23 | 24 | 0.8
1008856 | CMA-426-2T | FM - SODECA | 31 month(s) | 11 | 11 | 0.35
1008860 | CMA-527-2M | FM - SODECA | 1 month(s) | 2 | 0 | 2
1008861 | CMA-527-2T | FM - SODECA | 30 month(s) | 18 | 20 | 0.67
1008867 | CMA-531-2M-2 | FM - SODECA | 29 month(s) | 0 | 4 | 0.14
1008870 | CMA-528-2T-1.5 IE3 | FM - SODECA | 29 month(s) | 6 | 6 | 0.21
1008871 | CMA-528-2T-1 IE3 | FM - SODECA | 17 month(s) | 9 | 11 | 0.65
1008873 | CMA-531-2T-1.5 IE3 | FM - SODECA | 8 month(s) | 0 | 1 | 0.12
1008874 | CMA-531-2T-2 IE3 | FM - SODECA | 5 month(s) | 0 | 2 | 0.4
1008875 | CMA-531-2T-3 IE3 | FM - SODECA | 23 month(s) | 8 | 10 | 0.43
1009166 | CBD-2828-4M 3/4/HE |  | 1 month(s) | 11 | 0 | 11
100NB x 135mm | 100NB x 135mm Style 10 Linkflex 100% (Inner & Outer Tube) EPDM rubber bellows c/w mild steel |  | 1 month(s) | 17 | 17 | 17
100T600 | 100 Diam Tube Silencer 600L | FM - DONKIN | 17 month(s) | 53 | 55 | 3.24
1010396 | CAM 540 2T | FM - SODECA | 31 month(s) | 0 | 2 | 0.06
1010401 | CAM 545 2T 4 c/w 3.0kw 2P 400V | FM - SODECA | 24 month(s) | 12 | 10 | 0.5
1010405 | CAM 550-2T-5.5 230/400V. IE3 |  | 1 month(s) | 2 | 0 | 2
1010407 | CAM 550 2T 7.5 | FM - SODECA | 18 month(s) | 5 | 4 | 0.28
1010522 | AT 10/10 SC2 - Double Unit | FM - NICOTRA | 28 month(s) | 0 | 3 | 0.11
1010596 | CAS 254 - 2T - 3 | FM - SODECA | 12 month(s) | 0 | 1 | 0.08
1010606 | CAS 463 - 2T - 7.5 | FM - SODECA | 17 month(s) | 0 | 1 | 0.06
101065 | ER70S MILD STEEL MIG WIRE 1.0MM |  | 1 month(s) | 90 | 0 | 90
1012-2010-A | SQUARE COMBINATION SET 4PC DASQUA |  | 1 month(s) | 1 | 0 | 1
1012391 | CMP 38 2M | FM - SODECA | 17 month(s) | 0 | 15 | 0.88
1012392 | CMP-38-2M/E 230V |  | 8 month(s) | 12 | 2 | 1.5
1012398 | CMP 512 2M | FM - SODECA | 32 month(s) | 14 | 13 | 0.44
1012411 | CMP 512 2T | FM - SODECA | 25 month(s) | 45 | 43 | 1.8
1012446 | CMP 514 2M | FM - SODECA | 31 month(s) | 51 | 36 | 1.65
1012461 | CMP 514 2T | FM - SODECA | 28 month(s) | 47 | 35 | 1.68
1012504 | CMP 616 2M | FM - SODECA | 30 month(s) | 11 | 10 | 0.37
1012516 | CMP 616 2T | FM - SODECA | 33 month(s) | 73 | 53 | 2.21
1012571 | CMP 718 2M | FM - SODECA | 26 month(s) | 0 | 7 | 0.27
1012594 | CMP 820 2M | FM - SODECA | 28 month(s) | 0 | 7 | 0.25
1012607 | CMP 820 4T | FM - SODECA | 24 month(s) | 5 | 3 | 0.21
1012658 | CMP 718 2T | FM - SODECA | 27 month(s) | 22 | 21 | 0.81
1012671 | CMP 820 2T | FM - SODECA | 32 month(s) | 10 | 11 | 0.34
1012695 | CMP 1025 2T 3 | FM - SODECA | 1 month(s) | 2 | 0 | 2
101397 | ANTI SPATTER 500ML |  | 1 month(s) | 20 | 0 | 20
101430 | SOAP STONE (1 Box = 144 or ea) | CONSUMABLES | 1 month(s) | 144 | 0 | 144
1016608 | HEP-25-2T/H 220-240/380-415V |  | 1 month(s) | 3 | 0 | 3
1016614 | HEP-31-2M/H 220-240V | Sodeca | 32 month(s) | 6 | 6 | 0.19
1017052 | HC-25-2M/H | FM - SODECA | 23 month(s) | 0 | 4 | 0.17
1017069 | HC-25-4M/H | FM - SODECA | 34 month(s) | 4 | 7 | 0.21
1017082 | HC-31-2M/H | FM - SODECA | 1 month(s) | 0 | 1 | 1
1017097 | HC-31-4M/H | FM - SODECA | 24 month(s) | 1 | 3 | 0.12
1017106 | HC-35-4M/H | FM - SODECA | 32 month(s) | 0 | 19 | 0.59
1017125 | HC-40-4M/H | FM - SODECA | 30 month(s) | 0 | 2 | 0.07
1017127 | HC-40-4T/H | FM - SODECA | 7 month(s) | 0 | 4 | 0.57
1017130 | HC-40-6T/H | FM - SODECA | 19 month(s) | 0 | 2 | 0.11
1017131 | HC-45-4M/H | FM - SODECA | 31 month(s) | 0 | 5 | 0.16
1017138 | HC-45-6M/H | FM - SODECA | 1 month(s) | 1 | 0 | 1
1017139 | HC-45-6T/H | FM - SODECA | 21 month(s) | 0 | 2 | 0.1
1017140 | HC-50-4M/H | FM - SODECA | 20 month(s) | 1 | 5 | 0.25
1017142 | HC-50-4T/H | FM - SODECA | 10 month(s) | 1 | 2 | 0.2
1017147 | HC-50-6M/H | FM - SODECA | 18 month(s) | 0 | 1 | 0.06
1017148 | HC-50-6T/H | FM - SODECA | 19 month(s) | 0 | 2 | 0.11
1017177 | HC-56-4T/H IE3 | FM - SODECA | 1 month(s) | 2 | 0 | 2
1030701 | TIRACANO |  | 1 month(s) | 5 | 1 | 5
1034783 | NEOLINEO-125/V |  | 1 month(s) | 26 | 0 | 26
1034784 | NEOLINEO-150/V | FM - SODECA | 1 month(s) | 26 | 0 | 26
1034786 | NEOLINEO-200/V | FM - SODECA | 1 month(s) | 26 | 0 | 26
1034787 | NEOLINEO-250/V | FM - SODECA | 1 month(s) | 26 | 0 | 26
1034788 | NEOLINEO-315/V | FM - SODECA | 4 month(s) | 22 | 6 | 5.5
106X3SPA | PULLEY FRICTION BELT V-WEDGE 3 GROOVE SPA 1610 TAPER 106MM FENNER |  | 2 month(s) | 4 | 0 | 2
1100999 | Rental Sharp BP 30C25 Copier |  | 1 month(s) | 1 | 0 | 1
1105306 | CMP-1128-2T-5.5/S/PIE RD 230/400V. IE3 | FM - SODECA | 23 month(s) | 12 | 8 | 0.52
11102 | MG 120/5 LL | FM - VORTICE | 18 month(s) | 0 | 14 | 0.78
11103 | MG 120/5 LL T | FM - VORTICE | 34 month(s) | 0 | 1 | 0.03
11125 | MF 150 | FM - VORTICE | 17 month(s) | 15 | 6 | 0.88
11128 | MF 120 T | FM - VORTICE | 33 month(s) | 0 | 7 | 0.21
11133 | MF 150 LL | FM - VORTICE | 19 month(s) | 15 | 27 | 1.42
11145 | MFO 100/4 | FM - VORTICE | 19 month(s) | 0 | 3 | 0.16
11147 | MFO 120/5 | FM - VORTICE | 30 month(s) | 0 | 5 | 0.17
112 TBLOCK AL F | BMG MOTORLINE SPARES |  | 1 month(s) | 1 | 0 | 1
11201 | M 100 / 4 | FM - VORTICE | 28 month(s) | 0 | 19 | 0.68
112525 | 11Kw 2P 525V motor to suit 630 Fans |  | 2 month(s) | 5 | 2 | 2.5
11270 | ME 120/5 LL | FM - VORTICE | 23 month(s) | 0 | 3 | 0.13
112X3SPA | PULLEY FRICTION BELT V-WEDGE 3 GROOVE SPA 2012 TAPER 112MM FENNER |  | 12 month(s) | 8 | 0 | 0.67
11301 | M 120 / 5 | FM - VORTICE | 24 month(s) | 0 | 15 | 0.62
11311 | M 120 / 5 T | FM - VORTICE | 33 month(s) | 0 | 4 | 0.12
11313 | MEX 100/4 LL 1S | FM - VORTICE | 27 month(s) | 0 | 6 | 0.22
11322 | M 120 / 5 A LL | FM - VORTICE | 18 month(s) | 0 | 2 | 0.11
11333 | MEX 120/5 LL IS | FM - VORTICE | 14 month(s) | 0 | 4 | 0.29
11334 | MEX 120/5 1S LLT | FM - VORTICE | 14 month(s) | 0 | 3 | 0.21
11401 | M 150 / 6 | FM - VORTICE | 24 month(s) | 60 | 108 | 4.5
11402 | M 150 / 6 LL | FM - VORTICE | 6 month(s) | 18 | 0 | 3
11411 | M 150 / 6 T | FM - VORTICE | 18 month(s) | 0 | 1 | 0.06
11421 | M 150 / 6 A | FM - VORTICE | 15 month(s) | 0 | 4 | 0.27
1143. | 11kW 4Pole 525V B3 NV3 IE1 Cast Iron |  | 1 month(s) | 2 | 0 | 2
1143PM | 11KW 4 POLE 380V Pad Mount Motor |  | 1 month(s) | 3 | 0 | 3
11741 | M120/5 P | FM - VORTICE | 8 month(s) | 0 | 1 | 0.12
118X2SPA. | PULLEY FRICTION BELT V-WEDGE 2 GROOVESPA 1610 TAPER 118MM FENNER |  | 1 month(s) | 2 | 0 | 2
118X3SPA | PULLEY FRICTION BELT V-WEDGE 3 GROOVE SPA 2012 TAPER 118MM FENNER |  | 1 month(s) | 1 | 0 | 1
1200000 | Insurance |  | 1 month(s) | 1 | 0 | 1
12020 | MEDIO I | FM - VORTICE | 33 month(s) | 1 | 2 | 0.06
12023 | SUPER I | FM - VORTICE | 1 month(s) | 1 | 1 | 1
1210X28MM | TAPER LOCK BUSH METRIC 1210 28MM FENNER |  | 1 month(s) | 2 | 0 | 2
1212521 | AT 12/12 SC - Single Unit | FM - NICOTRA | 27 month(s) | 0 | 6 | 0.22
12412 | V 300/12 AR | FM - VORTICE | 31 month(s) | 30 | 41 | 1.32
12413 | V 300/12 ARI | FM - VORTICE | 25 month(s) | 0 | 3 | 0.12
12415 | V 300/12 AR LL S | FM - VORTICE | 26 month(s) | 0 | 13 | 0.5
12416 | V 300/12 ARI LL S | FM - VORTICE | 21 month(s) | 0 | 6 | 0.29
12452 | V 230/9 AR | FM - VORTICE | 30 month(s) | 80 | 86 | 2.87
12453 | V 230/9 ARI | FM - VORTICE | 32 month(s) | 0 | 27 | 0.84
12454 | V 230/9 P LL S | FM - VORTICE | 32 month(s) | 0 | 8 | 0.25
12455 | V 230/9 AR LL S | FM - VORTICE | 22 month(s) | 41 | 41 | 1.86
12456 | V 230/9 ARI LL S | FM - VORTICE | 13 month(s) | 0 | 9 | 0.69
1250CF | 1250 Diam Counter Flange | FM - DONKIN | 17 month(s) | 2 | 6 | 0.35
1250FC | 1250 Diam Flexible Connection | FM - DONKIN | 28 month(s) | 8 | 8 | 0.29
1250MF | 1250 Diam Mounting Feet | FM - DONKIN | 17 month(s) | 3 | 16 | 0.94
125T600 | 125 Diam Tube Silencer 600L | FM - DONKIN | 25 month(s) | 12 | 8 | 0.48
125TTSilentM | 125 TT Silent M Fan | FM - DONKIN | 2 month(s) | 0 | 50 | 25
12611 | V 150/6 P | FM - VORTICE | 14 month(s) | 0 | 4 | 0.29
12612 | V 150/6 AR | FM - VORTICE | 31 month(s) | 72 | 108 | 3.48
12613 | V 150/6 ARI | FM - VORTICE | 31 month(s) | 20 | 16 | 0.65
12615 | V 150/6 AR LL S | FM - VORTICE | 34 month(s) | 120 | 96 | 3.53
12616 | V 150/6 ARI LL S | FM - VORTICE | 19 month(s) | 0 | 10 | 0.53
12943 | CR5 Speed Controller | FM - VORTICE | 31 month(s) | 0 | 7 | 0.23
129521 | AT 12/9 SC - Single Unit | FM - NICOTRA | 31 month(s) | 0 | 4 | 0.13
12966 | C1.5 Speed Controller (to suit Lineo 100 to 200) | FM - VORTICE | 30 month(s) | 30 | 46 | 1.53
12967 | C2.5 Speed Controller (to suit Lineo 250 to 315) | FM - VORTICE | 31 month(s) | 0 | 18 | 0.58
12998 | PIR Sensor | FM - VORTICE | 27 month(s) | 0 | 7 | 0.26
12X1 THREADED ROD 8.8 ZINC BLUE 12X1 975 8.8 ZB | 12X1 THREADED ROD 8.8 ZINC BLUE 12X1 975 8.8 ZB |  | 1 month(s) | 2 | 0 | 2
13-11 | CABTYRE - 6MM X 6 LUGS 10PKT |  | 1 month(s) | 8 | 0 | 8
13-12 | CABTYRE - 6MM X 8 LUGS 10PKT |  | 1 month(s) | 8 | 0 | 8
13001 | KIT TE 150/6 Roof Mounting | FM - VORTICE | 12 month(s) | 0 | 1 | 0.08
13028 | KIT TC 230/9 | FM - VORTICE | 10 month(s) | 14 | 0 | 1.4
132B0100 | OPT MICRO LCP DISPLAY W/O POTENTIOM |  | 1 month(s) | 1 | 0 | 1
1373000218 | MOTORE GM-63A4 B143F TC10 - TIRACAMINO MOTOR | FM - VORTICE | 23 month(s) | 58 | 34 | 2.52
13mm X 8mm | A 2100 |  | 1 month(s) | 10 | 0 | 10
15-1 | TI8R BLK - T18R CABLE TIES BLACK 100MMX2 |  | 1 month(s) | 2 | 0 | 2
15-5 | T50R BLACK - T50R CABLE TIES BLACK 198MMX4 |  | 1 month(s) | 3 | 0 | 3
15000 | Tiracamino Chimney Fan for Chimney Tops | FM - VORTICE | 33 month(s) | 138 | 154 | 4.67
1500W | TERAL 17.5KG |  | 1 month(s) | 4 | 0 | 4
1501 | ARCAL SPEED 50L CYLINDER 17.5KG | FABRICATION | 1 month(s) | 2 | 0 | 2
1502479 | HTMH-71-4T-4 220/380V. 60Hz IE3 |  | 1 month(s) | 20 | 0 | 20
1503633 | CA/LINE/EC-31 50/60Hz. |  | 1 month(s) | 1 | 0 | 1
150T600 | 150 Diam Tube Silencer 600L | FM - DONKIN | 31 month(s) | 123 | 124 | 4
150T900 | 150 Diam Tube Silencer 900L |  | 1 month(s) | 9 | 9 | 9
1515521 | AT 15/15 SC - Single Unit | FM - NICOTRA | 33 month(s) | 15 | 17 | 0.52
1515522 | AT 15/15 SC2 - Double Unit | FM - NICOTRA | 1 month(s) | 0 | 1 | 1
15928 | Repair CMP-1025-2T-3 ( ROS Del Note 15928) |  | 1 month(s) | 0 | 1 | 1
16 SQ MED SPRING WASHER Z/BLUE 16 7980 SS ZB | 16 SQ MED SPRING WASHER Z/BLUE 16 7980 SS ZB |  | 1 month(s) | 20 | 0 | 20
1600CF | 1600 Diam Counter Flange | FM - DONKIN | 13 month(s) | 2 | 6 | 0.46
1600FC | 1600 Diam Flexible Connection | FM - DONKIN | 5 month(s) | 2 | 4 | 0.8
1600IC | 1600 Dia Inlet Cone | Accessories | 1 month(s) | 0 | 2 | 2
1600MF | 1600 Diam Mounting Feet | FM - DONKIN | 13 month(s) | 0 | 14 | 1.08
16039 | CA 250 VO In-Line Tube Fan Plastic Casing |  | 1 month(s) | 1 | 0 | 1
1609CL | 160/9 Clamp - to suit, 14mm, 19mm, 24mm and 28mm bore hubs |  | 21 month(s) | 330 | 0 | 15.71
1609H14 | 160/9 Hub - 14mm |  | 21 month(s) | 112 | 0 | 5.33
1609H19 | 160/9 Hub - 19mm |  | 19 month(s) | 91 | 0 | 4.79
1609H24 | 160/9 Hub - 24mm |  | 21 month(s) | 82 | 0 | 3.9
1609H28 | 160/9 Hub - 28mm |  | 19 month(s) | 49 | 0 | 2.58
160X3SPA | PULLEY FRICTION BELT V-WEDGE 3 GROOVE SPA 2517 TAPER 160MM FENNER |  | 12 month(s) | 8 | 0 | 0.67
1610X25MM. | TAPER LOCK BUSH METRIC 1610 25MM FENNER |  | 1 month(s) | 2 | 0 | 2
1610X28MM. | Taper Lock Bush Metric 1610 28mm FE |  | 7 month(s) | 8 | 0 | 1.14
1610X38MM | TAPER LOCK BUSH METRIC 1610 38MM FENNER |  | 6 month(s) | 3 | 0 | 0.5
16183 | CA 150 MD E RF |  | 1 month(s) | 2 | 0 | 2
16702 | PRA GLD FLP TTECH SWA D/COMP NO1 M20 |  | 1 month(s) | 4 | 0 | 4
168-37 | FAS3212LF RIVET FA - 3.2MMX12MM POP RIVETS |  | 1 month(s) | 4 | 0 | 4
16X1 THREADED ROD 8 . 8 ZINC BLUE 16X1 975 8 .8 ZB | 16X1 THREADED ROD 8 . 8 ZINC BLUE 16X1 975 8 .8 ZB |  | 2 month(s) | 10 | 0 | 5
17005 | LINEO 1000 VO | FM - VORTICE | 18 month(s) | 0 | 1 | 0.06
17021 | LINEO 100 TVO | FM - VORTICE | 17 month(s) | 0 | 4 | 0.24
17143 | LINEO 100 Q | FM - VORTICE | 11 month(s) | 0 | 4 | 0.36
17144 | LINEO 100 | FM - VORTICE | 10 month(s) | 0 | 13 | 1.3
17145 | LINEO 125 | FM - VORTICE | 25 month(s) | 10 | 14 | 0.56
17146 | LINEO 150 | FM - VORTICE | 35 month(s) | 8 | 73 | 2.09
17148 | LINEO 200 Q | FM - VORTICE | 1 month(s) | 8 | 4 | 8
17160 | LINEO 100 QUIET | FM - VORTICE | 30 month(s) | 8 | 11 | 0.37
17161 | LINEO 125 QUIET | FM - VORTICE | 20 month(s) | 30 | 15 | 1.5
17162 | LINEO 150 QUIET | FM - VORTICE | 45 month(s) | 103 | 87 | 2.29
17164 | LINEO 200 QUIET | FM - VORTICE | 45 month(s) | 96 | 96 | 2.13
17165 | LINEO 250 QUIET | FM - VORTICE | 45 month(s) | 128 | 128 | 2.84
17166 | LINEO 315 QUIET | FM - VORTICE | 45 month(s) | 71 | 69 | 1.58
17180 | LINEO 200 | FM - VORTICE | 33 month(s) | 38 | 51 | 1.55
17181 | LINEO 250 | FM - VORTICE | 33 month(s) | 30 | 31 | 0.94
17182 | LINEO 315 | FM - VORTICE | 33 month(s) | 72 | 101 | 3.06
17185 | LINEO 100 T | FM - VORTICE | 1 month(s) | 0 | 4 | 4
18.5KW 4P 380V IP55 300 C/2HR | WEG SMOKEX PAD W22 MOTOR |  | 1 month(s) | 1 | 0 | 1
1813521 | AT 18/13 SC - Single Unit | FM - NICOTRA | 1 month(s) | 1 | 0 | 1
1818521 | AT 18/18 SC - Single Unit | FM - NICOTRA | 32 month(s) | 11 | 29 | 0.91
1818522 | AT 18/18 SC2 - Double Unit | FM - NICOTRA | 1 month(s) | 0 | 1 | 1
18INLET-CONE | 18 Inch Inlet Cone |  | 1 month(s) | 1 | 0 | 1
1920 | RENTAL MONTHLY |  | 1 month(s) | 6 | 0 | 6
194832 | M10 FLAT WASHER DIN 125A ZINC BLUE (10 .5i/dx20o/dX2thk) |  | 3 month(s) | 260 | 0 | 86.67
194843 | M12 FLAT WASHER DIN 125A ZINC BLUE (13i/d x 24o/d x 2 .5 thk) |  | 3 month(s) | 932 | 0 | 310.67
194856 | M16 FLAT WASHER DIN 125A ZINC BLUE (17i/d x 30o/d X 3thk) |  | 1 month(s) | 800 | 0 | 800
194916 | M6 (6.4 X12X1.6) FLAT WASHER DIN 125A ZINC BLUE |  | 1 month(s) | 300 | 0 | 300
194925 | M8 FLAT WASHER DIN 125A ZINC BLUE (8 . 4ID*16OD*1 . 6THICK) |  | 1 month(s) | 160 | 0 | 160
2.2 kw VSD | Speed controller |  | 1 month(s) | 0 | 3 | 3
2.223PM | 2.2kW 2P 380V Pad Mount Motor |  | 12 month(s) | 16 | 1 | 1.33
2.243FM | 2.2kW 4P 380V Foot Mount Motor |  | 4 month(s) | 4 | 0 | 1
2.243PM | 2.2kW 4P 380V Pad Mount Motor |  | 21 month(s) | 71 | 14 | 3.38
200LS | Louvre Shutter |  | 1 month(s) | 0 | 6 | 6
200T1200 | 200 Diam Tube Silencer 1200L |  | 1 month(s) | 16 | 16 | 16
200T600 | 200 Diam Tube Silencer 600L | FM - DONKIN | 33 month(s) | 200 | 217 | 6.58
200T900 | 200 Diam Tube Silencer 900L | FM - DONKIN | 1 month(s) | 4 | 4 | 4
2012X25MM. | TAPER LOCK BUSH METRIC 2012 25MM FENNER |  | 1 month(s) | 1 | 0 | 1
2012X38MM | TAPER LOCK BUSH METRIC 2012 38MM FENNER |  | 42 month(s) | 11 | 0 | 0.26
214165 | M10X25X2 FLAT WASHER Z/BLUE |  | 1 month(s) | 100 | 0 | 100
214899 | M12X30X3 FLAT WASHER Z/BLUE |  | 1 month(s) | 100 | 0 | 100
220025 | M8 . 4*20*3 FLAT WASHER Z/BLUE |  | 1 month(s) | 100 | 0 | 100
22010 | 100 Wall Fans | FM - VORTICE | 27 month(s) | 0 | 33 | 1.22
22020 | 120/150 Wall Fixed Grills | FM - VORTICE | 28 month(s) | 144 | 128 | 5.14
22131 | F 100 / 4 WINDOW KIT | FM - VORTICE | 28 month(s) | 0 | 3 | 0.11
22132 | F 120 / 5 WINDOW KIT | FM - VORTICE | 24 month(s) | 0 | 3 | 0.12
22133 | F 150 / 6 WINDOW KIT | FM - VORTICE | 5 month(s) | 0 | 3 | 0.6
221331 | M150/6 Spare Motor |  | 1 month(s) | 0 | 1 | 1
22165 | FG 100 FIXED GRILLE (VOR 22165) | FM - VORTICE | 16 month(s) | 0 | 6 | 0.38
22167 | FG 150 FIXED GRILLE (VOR 22167) | FM - VORTICE | 16 month(s) | 0 | 11 | 0.69
2243FM | 22kW 4P 380V Foot Mount Motor | FM - DONKIN | 1 month(s) | 2 | 0 | 2
22M16X150 | M16 X 150 HT Setscrews |  | 1 month(s) | 8 | 0 | 8
235829 | M16*120 HT HEX BOLT Z/BLUE |  | 1 month(s) | 4 | 0 | 4
237756 | M10*16 HT HEX SET SCREW Z/BLUE |  | 1 month(s) | 160 | 0 | 160
237939 | M12*20 HT HEX SET SCREW Z/BLUE 12X20 933 8.8 ZB |  | 1 month(s) | 160 | 0 | 160
238028 | M12*60 HT HEX SET SCREW Z/BLUE |  | 1 month(s) | 88 | 0 | 88
238062 | M12*90 HT HEX SET SCREW Z/BLUE |  | 1 month(s) | 80 | 0 | 80
238152 | M16*100 HT HEX SET SCREW Z/BLUE |  | 19 month(s) | 200 | 0 | 10.53
238166 | M16*120 HT HEX SET SCREW Z/BLUE |  | 3 month(s) | 100 | 0 | 33.33
238185 | M16*150 HT HEX SET SCREW ZINC BLUE |  | 1 month(s) | 60 | 0 | 60
238307 | M16*80 HT HEX SET SCREW Z/BLUE |  | 1 month(s) | 20 | 0 | 20
239044 | M5*16 HT HEX SET SCREW Z/BLUE |  | 1 month(s) | 200 | 0 | 200
239158 | M6*25 HT HEX SET SCREW Z/BLUE |  | 1 month(s) | 300 | 0 | 300
239281 | M8*16 HT SET SCREW Z/BLUE |  | 1 month(s) | 160 | 0 | 160
241419 | M10 (10.5X20X2) DIN 125 FLAT WASHER S/S 304 - A2 |  | 1 month(s) | 120 | 0 | 120
241420 | M12 FLAT WASHER DIN 125A - (13i/dX24o/dX2.5thk) S/S 304 - A2 |  | 1 month(s) | 332 | 0 | 332
241421 | M16 (17X30X3) FLAT WASHER DIN 125A S/S 304 - A2 |  | 1 month(s) | 280 | 0 | 280
241440 | M5 FLAT WASHER DIN 125A S/S 304 - A2 -(5.3i/d X 10o/d X 1thk) |  | 1 month(s) | 120 | 0 | 120
241442 | M6 FLAT WASHER DIN 125A S/S 304 - A2 - (6.4X12.5X1.6) |  | 1 month(s) | 120 | 0 | 120
244896 | M10*25 HEX SET SCREW S/S 304 - A2 |  | 1 month(s) | 120 | 0 | 120
244949 | M12*25 HEX SET SCREW S/S A2 - 304 |  | 1 month(s) | 120 | 0 | 120
244999 | M16X120 A2 HEX SET SCREW |  | 1 month(s) | 80 | 0 | 80
245022 | M16*60 HEX SET SCREW S/S A2 - 304 |  | 1 month(s) | 8 | 0 | 8
245035 | M16*90 A2 HEX SET SCREW |  | 1 month(s) | 8 | 0 | 8
2450x1225x2mm | HR Sheet CQ 2450x1225x2mm | FABRICATION | 1 month(s) | 4 | 0 | 4
2450x1225x3mm | HR Sheet SAE1008 2450x1225x3 | CASING | 1 month(s) | 1 | 0 | 1
2450x1225x4mm | HR Sheet CQ 2450x1225x4 mm | FM - FABRICATION | 1 month(s) | 2 | 0 | 2
245199 | M5*16 HEX SET SCREW S/S 304 - A2 |  | 1 month(s) | 420 | 0 | 420
245232 | M6*16 A2 HEX SET SCREW |  | 1 month(s) | 420 | 0 | 420
245328 | M12 HEX NUT S/S 304 - A2 |  | 1 month(s) | 144 | 0 | 144
245333 | M16 HEX NUT S/S A2 304 |  | 1 month(s) | 240 | 0 | 240
245381 | M5 HEX NUTS S/S 304 - A2 |  | 1 month(s) | 300 | 0 | 300
245388 | M6 HEX NUT S/S 304 - A2 |  | 1 month(s) | 300 | 0 | 300
250/355 WC | Wall Cowl Galvanized |  | 1 month(s) | 3 | 0 | 3
25001 | PRA BLANKING PLUG FLP Exd 20mm |  | 1 month(s) | 2 | 0 | 2
25012CL | 250/12 Clamp - to suit, 38mm and 42mm bore hubs |  | 20 month(s) | 69 | 0 | 3.45
25012H19 | 250/12 Hub - 19mm |  | 1 month(s) | 4 | 0 | 4
25012H24 | 250/12 Hub - 24mm bore |  | 17 month(s) | 30 | 0 | 1.76
25012H28 | 250/12 Hub - 28mm bore |  | 7 month(s) | 18 | 0 | 2.57
25012H38 | 250/12 Hub - 38mm |  | 20 month(s) | 12 | 0 | 0.6
25012H42 | 250/12 Hub - 42mm |  | 1 month(s) | 6 | 0 | 6
250LS | Louvre Shutter |  | 12 month(s) | 0 | 2 | 0.17
250T1200 | 250 Diam Tube Silencer 1200L |  | 1 month(s) | 3 | 3 | 3
250T600 | 250 Diam Tube Silencer 600L | FM - DONKIN | 33 month(s) | 149 | 149 | 4.52
2517X25MM. | TAPER LOCK BUSH METRIC 2517 25MM FENNER |  | 1 month(s) | 5 | 0 | 5
2517X28MM | TAPER LOCK BUSH METRIC 2517 28MM FENNER |  | 1 month(s) | 1 | 0 | 1
2517X35MM | TAPER LOCK BUSH METRIC 2517 35MM FENNER |  | 1 month(s) | 2 | 0 | 2
257799 | M10 DIN 934 GRADE 8.8 HEX NUT - Satinless Steel |  | 1 month(s) | 120 | 0 | 120
257855 | M16 GR8 HEX NUT Z/BLUE |  | 9 month(s) | 610 | 0 | 67.78
258032 | M5 HT HEX NUT Z/BLUE |  | 1 month(s) | 200 | 0 | 200
258205 | M12 HT NYLOCK NUT |  | 1 month(s) | 40 | 0 | 40
258306 | M6 HT NYLOCK NUT |  | 1 month(s) | 300 | 0 | 300
26-29 | 4MM RED RING LUGS |  | 1 month(s) | 4 | 0 | 4
26-30 | 5MM RED RING LUGS |  | 1 month(s) | 4 | 0 | 4
26027 | DEUMIDO 20 | FM - VORTICE | 13 month(s) | 0 | 4 | 0.31
267215 | M12 HEX NUT ZINC BLUE |  | 3 month(s) | 704 | 0 | 234.67
3 MM PLT | Bending |  | 1 month(s) | 160 | 0 | 160
3000x1500x1.9mm | HR Sheet CQ 3000x1500x1.9mm | FM - HR SHEET CQ | 1 month(s) | 1 | 0 | 1
3000x1500x3mm | HR Sheet CQ 3000x1500x3mm |  | 1 month(s) | 1 | 0 | 1
3000x1500x4mm | HR Sheet CQ 3000x1500x4mm | FM - FABRICATION | 1 month(s) | 2 | 0 | 2
300WL | Weather Louvre |  | 1 month(s) | 0 | 1 | 1
30301 | C 10/2 T ATEX II 2G/D h T3/125 X Gb/Db | FM - VORTICE | 15 month(s) | 0 | 1 | 0.07
30305 | C 20/2 T ATEX II 2G/D h T3/125 X Gb/Db | FM - VORTICE | 29 month(s) | 0 | 1 | 0.03
30311 | C 37/4 T ATEX II 2G/D h T3/125 X Gb/Db | FM - VORTICE | 1 month(s) | 0 | 1 | 1
315 LS | Louvre Shutter |  | 1 month(s) | 0 | 1 | 1
315-560AVMS | 315 to 560 NDA RED ANeoprene Floor Mounts | FM - DONKIN | 32 month(s) | 1538 | 1060 | 48.06
315CF | 315 Diam Counter Flange | FM - DONKIN | 32 month(s) | 333 | 261 | 10.41
315FC | 315 Diam Flexible Connection | FM - DONKIN | 13 month(s) | 6 | 4 | 0.46
315MBP01 | 1-0350-240-P01 - 315 Motor Bracket |  | 20 month(s) | 372 | 0 | 18.6
315MF | 315 Diam Mounting Feet | FM - DONKIN | 32 month(s) | 269 | 353 | 11.03
315PLT400-2MM | 315 Casing Sheet - 995 x 315 - 2mm | CASING | 1 month(s) | 10 | 0 | 10
315S1.0DP | 315 Diam Silencer 1.0D Podded | FM - DONKIN | 23 month(s) | 4 | 3 | 0.17
315S1.5DP | 315 Diam Silencer 1.5D Podded | FM - DONKIN | 31 month(s) | 150 | 147 | 4.84
315S2.0DP | 315 Diam Silencer 2.0D Podded | FM - DONKIN | 20 month(s) | 17 | 19 | 0.95
315SM1.5DP | 315 Diam Melinex Silencer 1.5D Podded | FM - DONKIN | 1 month(s) | 2 | 2 | 2
315T300 | 315 Diam Tube Silencer 300L | FM - DONKIN | 1 month(s) | 10 | 10 | 10
315T600 | 315 Diam Tube Silencer 600L | FM - DONKIN | 33 month(s) | 349 | 370 | 11.21
315T900 | 315 Diam Tube Silencer 900L | FM - DONKIN | 1 month(s) | 1 | 1 | 1
323PM | 3kW 2P 380V Pad Mount Motor |  | 20 month(s) | 13 | 0 | 0.65
343FM | 3kW 4P 380V Foot Mount Motor |  | 1 month(s) | 6 | 0 | 6
343PM | 3kW 4P 380V Pad Mount Motor |  | 21 month(s) | 51 | 2 | 2.43
350 LV | Louvre Shutter |  | 2 month(s) | 0 | 3 | 1.5
355MF | 355 Diam Mounting Feet | FM - DONKIN | 1 month(s) | 4 | 0 | 4
355T600. | 355 Diam Tube Silencer 600L | FM - DONKIN | 31 month(s) | 57 | 59 | 1.9
363PM | 3kW 6P 380V Pad Mount Motor |  | 1 month(s) | 0 | 1 | 1
380W, 230V, 800m3/hr, 75lt | Evaporative Air Cooler: 3 Speed |  | 1 month(s) | 0 | 4 | 4
3kW VSD | 3kW Variable Speed Controller | VSD | 1 month(s) | 0 | 5 | 5
3mm gal plt | Program 1 - program 1 |  | 1 month(s) | 4 | 0 | 4
3mm galv plt | Mounting feet |  | 2 month(s) | 7 | 0 | 3.5
3mm plt | program 2 - Program 2 |  | 1 month(s) | 4 | 0 | 4
4 kW 2P 112M | 3Ph 380-400-415 Standard Efficiency IC418 - TEAO - B30L(D) |  | 1 month(s) | 1 | 0 | 1
400053 | 25A TIP HOLDER M6 |  | 1 month(s) | 20 | 0 | 20
400080 | TB 250 SHROUD |  | 1 month(s) | 20 | 0 | 20
400184 | LINER 1.00MM AND 1.2MM 4 METRE |  | 1 month(s) | 4 | 0 | 4
400238 | CONTACT TIP BNZ STYLE M6 1.0MM |  | 1 month(s) | 20 | 0 | 20
400C400 | 400 Casing x 400mm Long - DO NOT DRILL MOTOR AND BRACKET HOLES | FM - CFW FANS | 2 month(s) | 6 | 0 | 3
400CF | 400 Diam Counter Flange | FM - DONKIN | 34 month(s) | 331 | 284 | 9.74
400FC | 400 Diam Flexible Connection | FM - DONKIN | 19 month(s) | 13 | 7 | 0.68
400HVJ-2S | 400 Diam Vertical Discharge Unit | FM - DONKIN | 2 month(s) | 1 | 1 | 0.5
400MBP02 | 1-0350-240 P02 - 400 Motor Bracket |  | 20 month(s) | 312 | 0 | 15.6
400MF | 400 Diam Mounting Feet | FM - DONKIN | 33 month(s) | 230 | 365 | 11.06
400PLT400-2MM | 400 Casing Sheet - 1262 x 400 - 2mm | CASING | 1 month(s) | 10 | 0 | 10
400S1.0D | 400 Diam Silencer 1.0D | FM - DONKIN | 1 month(s) | 0 | 2 | 2
400S1.0DP | 400 Diam Silencer 1.0D Podded | FM - DONKIN | 1 month(s) | 1 | 1 | 1
400S1.5D | 400 Diam Silencer 1.5D | FM - DONKIN | 5 month(s) | 3 | 5 | 1
400S1.5DP | 400 Diam Silencer 1.5D Podded | FM - DONKIN | 33 month(s) | 121 | 123 | 3.73
400S2.0DP | 400 Diam Silencer 2.0D Podded | FM - DONKIN | 27 month(s) | 46 | 45 | 1.7
400SC | 400 Diam Side Screen |  | 26 month(s) | 12 | 8 | 0.46
400SM1.5DP | 400 Diam Melinex Silencer 1.5D Podded | FM - DONKIN | 14 month(s) | 14 | 12 | 1
400WL | Weather Louvre |  | 1 month(s) | 0 | 2 | 2
40302 | E 304 M ATEX II 2G/D h T3/125 X Gb/Db | FM - VORTICE | 12 month(s) | 2 | 5 | 0.42
40304 | E 354 M ATEX II 2G/D h T3/125 X Gb/Db | FM - VORTICE | 14 month(s) | 2 | 3 | 0.21
40306 | E 404 M ATEX II 2G/D h T3/125 X Gb/Db | FM - VORTICE | 6 month(s) | 4 | 2 | 0.67
40308 | E 454 M ATEX II 2G/D h T3/125 X Gb/Db | FM - VORTICE | 9 month(s) | 0 | 1 | 0.11
40309 | E 254 T ATEX II 2G/D h T3/125 X Gb/Db | FM - VORTICE | 7 month(s) | 0 | 1 | 0.14
40310 | E 304 T ATEX II 2G/D h T3/125 X Gb/Db | FM - VORTICE | 34 month(s) | 0 | 4 | 0.12
40313 | E 354 T ATEX II 2G/D h T3/125 X Gb/Db | FM - VORTICE | 8 month(s) | 2 | 1 | 0.25
40314 | E404 T ATEX | FM - VORTICE | 29 month(s) | 0 | 3 | 0.1
40315 | E 454 T ATEX II 2G/D h T3/125 X Gb/Db | FM - VORTICE | 7 month(s) | 0 | 2 | 0.29
40322 | E 354 M ATEX II 2G/D h T3/125 X Gb/Db |  | 1 month(s) | 1 | 0 | 1
40324 | E 454 M ATEX II 2G/D h T3/125 X Gb/Db |  | 1 month(s) | 1 | 0 | 1
40329 | E 454 T ATEX II 2G/D h T3/125 X Gb/Db |  | 1 month(s) | 2 | 0 | 2
42116 | BD 12/12 T6 1.1KW 251520160 |  | 13 month(s) | 10 | 2 | 0.77
42227 | A-E 304 T | FM - VORTICE | 1 month(s) | 1 | 0 | 1
42259 | A-E 354 T | FM - VORTICE | 1 month(s) | 1 | 0 | 1
423PM | 4kW 2P 380V Pad Mount Motor |  | 15 month(s) | 24 | 0 | 1.6
44.13.0010 | Round Terminal Block |  | 1 month(s) | 50 | 0 | 50
443FM | 4KW 4 D112 ALU Foot 400V IE1 SN: |  | 4 month(s) | 2 | 0 | 0.5
443PM | 4kW 4P 380V Pad Mount Motor |  | 15 month(s) | 41 | 0 | 2.73
450CF | 450 Diam Counter Flange | FM - DONKIN | 1 month(s) | 0 | 2 | 2
450MF | 450 Diam Mounting Feet | FM - DONKIN | 1 month(s) | 0 | 4 | 4
46000 | PRA GLAND FLP Exde BRASS CPR N0S M20 |  | 11 month(s) | 8 | 0 | 0.73
460CF | 460 Diam Counter Flanges | Accessories | 1 month(s) | 2 | 0 | 2
460MF | 460 Diam Mounting Feet | Accessories | 1 month(s) | 4 | 0 | 4
49111090 | CATALOGO |  | 1 month(s) | 1 | 0 | 1
4kW VSD | 4kW Variable Speed Controller | VSD | 1 month(s) | 0 | 1 | 1
4mm Grub Screw | 4mm Grub Screw |  | 1 month(s) | 10 | 0 | 10
4mm plt | 1000 Flanges Special request |  | 3 month(s) | 3 | 0 | 1
5.523FM | 5.5KW 2P 400V FOOT MOUNT MOTOR |  | 1 month(s) | 3 | 0 | 3
5.523PM | 5.5 kW 2P 380V Pad Mount Motor |  | 12 month(s) | 6 | 0 | 0.5
5.543PM | 5.5kW 4P 380V Pad Mount Motor |  | 18 month(s) | 17 | 4 | 0.94
5.5kW VSD | 5.5kW Variable Speed Controller | VSD | 1 month(s) | 0 | 2 | 2
500 SC | 500 Diam Side Screen (HOT DEEP GALV) |  | 1 month(s) | 8 | 0 | 8
500C400 | 500 Casing x 400mm Long - DO NOT DRILL MOTOR AND BRACKET HOLES | FM - CFW FANS | 2 month(s) | 6 | 0 | 3
500CF | 500 Diam Counter Flange | FM - DONKIN | 33 month(s) | 203 | 205 | 6.21
500CFUG | 500 Diam Counter Flange Ungalvanised |  | 1 month(s) | 20 | 0 | 20
500FC | 500 Diam Flexible Connection | FM - DONKIN | 24 month(s) | 12 | 6 | 0.5
500HVJ-2S | 500 Diam Vertical Discharge Unit | FM - DONKIN | 2 month(s) | 2 | 2 | 1
500IM | Spare Impeller |  | 1 month(s) | 3 | 0 | 3
500MBP03 | 1-0350-240 P03 - 500 Motor Bracket |  | 20 month(s) | 248 | 0 | 12.4
500MF | 500 Diam Mounting Feet | FM - DONKIN | 33 month(s) | 180 | 301 | 9.12
500MFUG | 500 Diam Mounting Feet Ungalvanized | FM - DONKIN | 1 month(s) | 18 | 0 | 18
500PLT400-2MM | 500 Casing Sheet - 1579 x 400 - 2mm | FM - FABRICATION | 1 month(s) | 6 | 0 | 6
500PLT400-3MM | 500 Casing Sheet - 1579 x 400 - 3mm | CASING | 1 month(s) | 6 | 0 | 6
500S1.0DP | 500 Diam Silencer 1.0D Podded | FM - DONKIN | 7 month(s) | 3 | 3 | 0.43
500S1.5D | 500 Diam Silencer 1.5D | FM - DONKIN | 1 month(s) | 0 | 2 | 2
500S1.5DP | 500 Diam Silencer 1.5D Podded | FM - DONKIN | 32 month(s) | 83 | 81 | 2.59
500S2.0DP | 500 Diam Silencer 2.0D Podded | FM - DONKIN | 15 month(s) | 41 | 61 | 4.07
500SC- | Screen |  | 1 month(s) | 3 | 3 | 3
500SM1.5D | 500 Diam Melinex Silencer 1.5D | FM - DONKIN | 1 month(s) | 0 | 2 | 2
500SM1.5DP | 500 Diam Melinex Silencer 1.5D Podded | FM - DONKIN | 2 month(s) | 1 | 2 | 1
500SM2.0DP | 500 Diam Melinex Silencer 2.0D Podded | FM - DONKIN | 8 month(s) | 2 | 2 | 0.25
500mm Zinc | - Zinc Filter Clips |  | 1 month(s) | 48 | 0 | 48
51070 | PRA REDUCER FLP Ex d/e 32M-25F |  | 1 month(s) | 4 | 0 | 4
549CFUG | B - 549 Diam Counter Flange Ungalvanised - Buffalo |  | 1 month(s) | 12 | 0 | 12
560 20.D.8 | Spare Impeller |  | 1 month(s) | 1 | 0 | 1
560 FB | Filter Box |  | 1 month(s) | 0 | 3 | 3
560/150/10 SI | Spare Impeller (560mm 'B' 150A10AR 19mm 080Frame Deg 21 DEG - FM3181) |  | 1 month(s) | 1 | 0 | 1
560CF | 560 Diam Counter Flange | FM - DONKIN | 33 month(s) | 228 | 241 | 7.3
560CFUG | 560 Diam Counter Flange Ungalvanised | FM - DONKIN | 1 month(s) | 18 | 0 | 18
560FC | 560 Diam Flexible Connection | FM - DONKIN | 24 month(s) | 17 | 17 | 0.71
560HVJ-2S | 560 Diam Vertical Discharge Unit | FM - DONKIN | 15 month(s) | 11 | 7 | 0.73
560IMP | Impeller 560/250/14 Aluminum - 20 deg pitch, Form B, 24mm Bore |  | 1 month(s) | 1 | 0 | 1
560MBP04 | 1-0350-240 P04 - 560 Motor Bracket |  | 20 month(s) | 256 | 0 | 12.8
560MF | 560 Diam Mounting Feet | FM - DONKIN | 33 month(s) | 233 | 456 | 13.82
560PLT400-2MM | 560 Casing Sheet - 1767 x 400 - 2mm |  | 1 month(s) | 6 | 0 | 6
560PLT400-3MM | 560 Casing Sheet - 1767 x 400 - 3mm | CASING | 1 month(s) | 7 | 0 | 7
560S1.5D | 560 Diam Silencer 1.5D | FM - DONKIN | 1 month(s) | 2 | 0 | 2
560S1.5DP | 560 Diam Silencer 1.5D Podded | FM - DONKIN | 33 month(s) | 102 | 110 | 3.33
560S2.0DP | 560 Diam Silencer 2.0D Podded | FM - DONKIN | 29 month(s) | 30 | 40 | 1.38
560SC | Screen |  | 23 month(s) | 17 | 2 | 0.74
560SM1.0DP | 560 Diam Melinex Silencer 1.0D Podded | FM - DONKIN | 1 month(s) | 1 | 1 | 1
560SM1.5DP | 560 Diam Melinex Silencer 1.5D Podded | FM - DONKIN | 28 month(s) | 16 | 16 | 0.57
560SM2.0DP | 560 Diam Melinex Silencer 2.0D Podded | FM - DONKIN | 1 month(s) | 4 | 0 | 4
600 X 600 | Sand Trap Air Louver |  | 1 month(s) | 0 | 1 | 1
600/150 | 150NB T600 RINGS CUT IN ORDER TO MACHINE FLANGES |  | 1 month(s) | 6 | 0 | 6
600WC | Wall Cowl & Screen |  | 1 month(s) | 0 | 1 | 1
600WL | Weather Louvre |  | 1 month(s) | 0 | 3 | 3
6038M104 | AT18/18 AR 035 PHASE | FM - NICOTRA | 19 month(s) | 5 | 3 | 0.26
610318 | DD 12/9 - 610318 - 1100W 6P 400V - 3Ph | FM - NICOTRA | 5 month(s) | 0 | 2 | 0.4
610633 | DD 7/7 - 610633 - 147W 4P 230V-1Ph | FM - NICOTRA | 29 month(s) | 0 | 6 | 0.21
630-1000AVMS | 630 to 1000 NDB GREEN Neoprene Floor Mounts | FM - DONKIN | 33 month(s) | 1284 | 936 | 38.91
630.20.D.4 | Spare Impeller |  | 1 month(s) | 1 | 0 | 1
630/150/10 SI | Spare Impeller (0630mm 'B' 150A10AR 24mm 090Frame Deg 35 DEG - FM3180) |  | 1 month(s) | 1 | 0 | 1
630/150/5 SI | Spare Impeller |  | 14 month(s) | 6 | 2 | 0.43
630/250/7SI | Spare Impeller |  | 1 month(s) | 1 | 1 | 1
630/3/6 | UV 630/3/6 c/w 1.5 kW 6 Pole 380V |  | 1 month(s) | 4 | 3 | 4
630CF | 630 Diam Counter Flange | FM - DONKIN | 55 month(s) | 236 | 275 | 5
630CFUG | 630 Diam Counter Flange Ungalvanised | FM - DONKIN | 1 month(s) | 32 | 0 | 32
630FC | 630 Diam Flexible Connection | FM - DONKIN | 41 month(s) | 20 | 18 | 0.49
630HD | 630mm Horizontal Discharge Unit with flange and mesh |  | 1 month(s) | 1 | 0 | 1
630HVJ-2S | 630 Diam Vertical Discharge Unit | FM - DONKIN | 19 month(s) | 16 | 16 | 0.84
630MBP05 | 1-0350-240 P05 - 630 Motor Bracket |  | 16 month(s) | 184 | 0 | 11.5
630MF | 630 Diam Mounting Feet | FM - DONKIN | 55 month(s) | 317 | 480 | 8.73
630MFUG | 630 Diam Mounting Feet Ungalvanized | FM - DONKIN | 1 month(s) | 27 | 0 | 27
630PLT400-3MM | 630 Casing Sheet - 1987 x 400 - 3mm | CASING | 1 month(s) | 8 | 0 | 8
630S1.5DP | 630 Diam Silencer 1.5D Podded | FM - DONKIN | 31 month(s) | 85 | 95 | 3.06
630S2.0D | 630 Diam Silencer 2.0D | FM - DONKIN | 1 month(s) | 1 | 1 | 1
630S2.0DP | 630 Diam Silencer 2.0D Podded | FM - DONKIN | 20 month(s) | 15 | 34 | 1.7
630SC | Screen |  | 2 month(s) | 2 | 0 | 1
630SM1.0DP | 630 Diam Melinex Silencer 1.0D Podded | FM - DONKIN | 1 month(s) | 2 | 2 | 2
630SM1.5D | 630 Diam Melinex Silencer 1.5D | FM - DONKIN | 1 month(s) | 2 | 0 | 2
630SM1.5DP | 630 Diam Melinex Silencer 1.5D Podded | FM - DONKIN | 32 month(s) | 36 | 33 | 1.12
630SM2.0DP | 630 Diam Melinex Silencer 2.0D Podded | FM - DONKIN | 1 month(s) | 4 | 0 | 4
630WC | Wall Cowl & Screen |  | 1 month(s) | 1 | 0 | 1
6M020K | DDM 9/7 6M020K - 300W 4P 400V-3Ph | FM - NICOTRA | 1 month(s) | 0 | 1 | 1
6M020M | DDM 9/7 - 6M020M - 550W 4P 230V-1Ph | FM - NICOTRA | 21 month(s) | 0 | 5 | 0.24
6M02149B | DDM 10/10 3F 6P 550W |  | 1 month(s) | 3 | 3 | 3
6M0299 | DDM 7/7 - 6M0299 - 300W 4P 230V-1Ph | FM - NICOTRA | 30 month(s) | 0 | 8 | 0.27
6M02H0 | DDM 10/10 - 6M02H0 - 600W 4P 220V-1Ph | FM - NICOTRA | 33 month(s) | 0 | 2 | 0.06
6M02H4 | DDM 10/8 - 6M02H4 - 550W 4P 230V-1Ph | FM - NICOTRA | 2 month(s) | 0 | 2 | 1
6M02H5 | DDM 10/8 - 6M02H5 - 600W 4P 380V | FM - NICOTRA | 1 month(s) | 0 | 1 | 1
6M02P4 | DDM 10/10 - 6M02P4 - 550W 4P 230V-1Ph | FM - NICOTRA | 26 month(s) | 0 | 20 | 0.77
6M02R7 | DDM 10/10 - 6M02R7 - 500W 6P 230V-1Ph | FM - NICOTRA | 30 month(s) | 0 | 1 | 0.03
6M02R9 | DDM 9/9 - 6M02R9 - 550W 4P 220V-1Ph | FM - NICOTRA | 26 month(s) | 6 | 7 | 0.27
6M0629 | DD 9/7 - 6M0629 - 373W 4P 220V - 13Ph | FM - NICOTRA | 32 month(s) | 0 | 3 | 0.09
6M0631 | DD 10/8 - 6M0631 - 373W 4P 220V - 1Ph | FM - NICOTRA | 10 month(s) | 0 | 2 | 0.2
6M066N | DD 9/9 - 6M066N - 550W 4P 220V - 1Ph | FM - NICOTRA | 15 month(s) | 0 | 9 | 0.6
6M0697 | DD 9/9 - 6M0697 - 300W 4P 220V - 1Ph | FM - NICOTRA | 29 month(s) | 0 | 13 | 0.45
6N02R9 | DDM 9/9 - 6N02R9 - 550W 4P 220V-1Ph |  | 1 month(s) | 0 | 4 | 4
6N02XF | DDM 10/10 E6G2503 1F 4P 1V |  | 1 month(s) | 10 | 0 | 10
6N0320 | DD 12/12 - 6N0320 - 1100W 6P 400V 3Ph | FM - NICOTRA | 7 month(s) | 0 | 14 | 2
6X4 HOT RUBBER CBK | 6X4 HOT RUBBER CBK |  | 1 month(s) | 10 | 0 | 10
6mmEW | End Washer - 43mm OD and 6mm ID - Plated |  | 1 month(s) | 16 | 0 | 16
7.523PM | 7.5kW 2P 38V Pad Mount Motor |  | 1 month(s) | 5 | 0 | 5
7.52FM | 7.5KW 2P 400V FOOT |  | 1 month(s) | 1 | 0 | 1
7.543FM | 7.5kW 4P 400V B3 Alum QL3 Foot Mount |  | 7 month(s) | 6 | 0 | 0.86
7.543PM | 7.5kW 4P 380V Pad Mount Motor |  | 17 month(s) | 12 | 0 | 0.71
7.5kW | 4Pole 380V IE1 B3 Cast Iron Foot Mount |  | 10 month(s) | 1 | 1 | 0.1
7000034 | CDC 100 - 7000034 - CDC 100C | FM - OSTBERG | 18 month(s) | 0 | 10 | 0.56
7000037 | CDC 125 - 7000037 - CDC 125C | FM - OSTBERG | 16 month(s) | 0 | 17 | 1.06
7000043 | CDC 150 - 7000043 - CDC 150C | FM - OSTBERG | 9 month(s) | 0 | 20 | 2.22
7000048 | CDC 160 - 7000048 - CDC160B | FM - OSTBERG | 25 month(s) | 0 | 24 | 0.96
7000053 | CDC 200/0.8 - 7000053 - CDC200A | FM - OSTBERG | 3 month(s) | 0 | 14 | 4.67
7000057 | CDC 200/0.8 - 7000057 - CDC200B | FM - OSTBERG | 3 month(s) | 0 | 5 | 1.67
7000067 | CDC315 - 7000067 - CDC315B | FM - OSTBERG | 1 month(s) | 3 | 1 | 3
7000072 | CDC315 - 7000072 - CDC315C | FM - OSTBERG | 4 month(s) | 0 | 6 | 1.5
7000073 | LT6 - 6Amps | FM - OSTBERG | 31 month(s) | 0 | 20 | 0.65
7000074 | LT10 - 10 Amps | FM - OSTBERG | 1 month(s) | 0 | 1 | 1
71 FR 13.8 | 71 Motor frame - 13.8 mm OD spacer |  | 3 month(s) | 51 | 0 | 17
710 B | Blades |  | 1 month(s) | 80 | 80 | 80
710 SI | Spare Impeller |  | 1 month(s) | 2 | 0 | 2
710/150/10 SI | Spare Impeller (710mm 'B' 150A10AR 28mm 100Frame 37 DEG - FM3173 |  | 1 month(s) | 5 | 0 | 5
710CF | 710 Diam Counter Flange | FM - DONKIN | 55 month(s) | 169 | 134 | 3.07
710CFUG | 710 Diam Counter Flange Ungalvanised | FM - DONKIN | 1 month(s) | 18 | 0 | 18
710FC | 710 Diam Flexible Connection | FM - DONKIN | 24 month(s) | 10 | 10 | 0.42
710HVJ-2S | 710 Diam Vertical Discharge Unit | FM - DONKIN | 6 month(s) | 3 | 4 | 0.67
710MBP06 | 1-0350-240 P06 - 710 Motor Bracket |  | 16 month(s) | 132 | 0 | 8.25
710MF | 710 Diam Mounting Feet | FM - DONKIN | 55 month(s) | 223 | 275 | 5
710MFUG | 710 Diam Mounting Feet Ungalvanised | FM - DONKIN | 1 month(s) | 27 | 0 | 27
710PLT400-3MM | 710 Casing Sheet - 2238 x 400 - 3mm | CASING | 1 month(s) | 7 | 0 | 7
710S1.5DP | 710 Diam Silencer 1.5D Podded | FM - DONKIN | 27 month(s) | 45 | 54 | 2
710S2.0DP | 710 Diam Silencer 2.0D Podded | FM - DONKIN | 28 month(s) | 20 | 28 | 1
710SC | Side Screen |  | 9 month(s) | 13 | 1 | 1.44
710SM1.5D | 710 Diam Melinex Silencer 1.5D | FM - DONKIN | 11 month(s) | 2 | 7 | 0.64
710SM1.5DP | 710 Diam Melinex Silencer 1.5D Podded | FM - DONKIN | 31 month(s) | 34 | 19 | 1.1
710WC | Wall Cowl & Screen |  | 1 month(s) | 6 | 0 | 6
71848 | PRA REDUCER STD BRASS 40M - 25F |  | 1 month(s) | 4 | 0 | 4
73-18 | YCI607A HELLEMON T : RED HANDLE WIRE STRIPPER |  | 1 month(s) | 1 | 0 | 1
73-191 | HYAC5 CRIMP TOOL B : BOOTLACE CRIMPER |  | 1 month(s) | 1 | 0 | 1
734SSC | 734 Special Screen - Hot Dip Galvinised |  | 1 month(s) | 1 | 0 | 1
762Assembly | 762 Assembly, and Miscellaneous |  | 1 month(s) | 0 | 2 | 2
762Flame | 762 Flameproof Track |  | 1 month(s) | 0 | 2 | 2
762Grille | 762 Grille |  | 1 month(s) | 0 | 4 | 4
762IMP | 762 Impeller |  | 1 month(s) | 0 | 2 | 2
762Silenced- Motor | 762 Silenced Motor Barrel |  | 1 month(s) | 0 | 2 | 2
762Silenced-Stator | 762 Silenced Stator Barrel c/w Stator |  | 1 month(s) | 0 | 2 | 2
77521 | AT 7/7 SC - Single Unit | FM - NICOTRA | 23 month(s) | 4 | 1 | 0.17
7mmEW | End Washer - 43mm OD and 7mm ID - Plated |  | 1 month(s) | 14 | 0 | 14
8-188 | CABTYRE - 4MM X 4C CABTYRE CUT PE |  | 1 month(s) | 10 | 0 | 10
80 FR 18.8 | 80 Motor Frame - 18.8 mm OD Spacer |  | 3 month(s) | 41 | 0 | 13.67
800/150/10 SI | Spare Impeller (800mm 'B' 150A10AR 28mm 100Frame 27 DEG - FM3176) |  | 1 month(s) | 1 | 0 | 1
8005LSW03000300 | Grille LS 0300x0300 White for fans 200-250-300 |  | 1 month(s) | 2 | 0 | 2
800CF | 800 Diam Counter Flange | FM - DONKIN | 54 month(s) | 187 | 121 | 3.46
800CFUG | 800 Diam Counter Flange Ungalvanised | FM - DONKIN | 1 month(s) | 32 | 0 | 32
800FC | 800 Diam Flexible Connection | FM - DONKIN | 1 month(s) | 0 | 5 | 5
800HVJ-2S | 800 Diam Vertical Discharge Unit | FM - DONKIN | 3 month(s) | 3 | 1 | 1
800IC | Inlet Cone |  | 1 month(s) | 4 | 4 | 4
800IMP | Spare Impeller |  | 18 month(s) | 0 | 4 | 0.22
800MBP07 | 1-0350-240 P07 - 800 Motor Bracket |  | 19 month(s) | 111 | 0 | 5.84
800MF | 800 Diam Mounting Feet | FM - DONKIN | 54 month(s) | 140 | 208 | 3.85
800MFUG | 800 Diam Mounting Feet Ungalvanized | FM - DONKIN | 1 month(s) | 22 | 0 | 22
800PLT400-2MM | 800 Casing Sheet - 2528 x 400 - 2mm | FM - FABRICATION | 1 month(s) | 6 | 0 | 6
800PLT400-3MM | 800 Casing Sheet - 2521 x 400 - 3mm | CASING | 1 month(s) | 7 | 0 | 7
800PLT400-3MM. | 800 Casing Sheet - 2528 x 400 - 3mm | CASING | 1 month(s) | 10 | 0 | 10
800PLT500-3MM | 800 Casing Sheet - 2521 x 500 - 3mm | CASING | 1 month(s) | 6 | 0 | 6
800S | 800mm dia Fan Guard - Hot Dip Galvanised |  | 4 month(s) | 12 | 2 | 3
800S1.0DP | 800 Diam Silencer 1.0D Podded | FM - DONKIN | 1 month(s) | 16 | 0 | 16
800S1.5D | 800 Diam Silencer 1.5D | FM - DONKIN | 1 month(s) | 0 | 1 | 1
800S1.5DP | 800 Diam Silencer 1.5D Podded | FM - DONKIN | 28 month(s) | 33 | 37 | 1.32
800S2.0DP | 800 Diam Silencer 2.0D Podded | FM - DONKIN | 18 month(s) | 12 | 14 | 0.78
800SC | Screen |  | 1 month(s) | 6 | 6 | 6
800SM1.0DP | 800 Diam Melinex Silencer 1.0D Podded | FM - DONKIN | 1 month(s) | 0 | 16 | 16
800SM1.5D | 800 Diam Melinex Silencer 1.5D | FM - DONKIN | 1 month(s) | 1 | 0 | 1
800SM1.5DP | 800 Diam Melinex Silencer 1.5D Podded | FM - DONKIN | 13 month(s) | 11 | 9 | 0.85
800WC | 800 Wall Cowl Galvanized |  | 1 month(s) | 2 | 2 | 2
8220000263 | 8UFAFCAP - Capacitor |  | 1 month(s) | 12 | 0 | 12
85X3SPA | PULLEY FRICTION BELT V-WEDGE 3 GROOVE SPA 1210 TAPER 85MM FENNER |  | 1 month(s) | 2 | 0 | 2
9.243PM | 9.2kW 4P 380V Pad Mount Motor |  | 1 month(s) | 1 | 0 | 1
90 FR 23.8 | 90 Motor Frame - 23.8 mm OD Spacer |  | 1 month(s) | 25 | 0 | 25
9000007 | EXTENDED WARRANTY |  | 1 month(s) | 1 | 0 | 1
900CF | 900 Diam Counter Flange | FM - DONKIN | 30 month(s) | 44 | 48 | 1.6
900CFUG | 900 Diam Counter Flange Ungalvanised | FM - DONKIN | 1 month(s) | 9 | 0 | 9
900HVJ-2S | 900 Diam Vertical Discharge Unit | FM - DONKIN | 3 month(s) | 10 | 10 | 3.33
900Impeller | Majax-2 900.32.E.8 Spare Impeller |  | 2 month(s) | 2 | 1 | 1
900MBP08 | 1-0350-240 P08 - 900 Motor Bracket |  | 19 month(s) | 36 | 0 | 1.89
900MF | 900 Diam Mounting Feet | FM - DONKIN | 29 month(s) | 79 | 83 | 2.86
900MFUG | 900 Diam Mounting Feet Ungalvanized | FM - DONKIN | 1 month(s) | 15 | 0 | 15
900PLT500-3MM | 900 Casing Sheet - 2839 x 500 - 3mm | CASING | 1 month(s) | 5 | 0 | 5
900S1.5D | 900 Diam Silencer 1.5D | FM - DONKIN | 1 month(s) | 4 | 4 | 4
900S1.5DP | 900 Diam Silencer 1.5D Podded | FM - DONKIN | 1 month(s) | 0 | 2 | 2
900S2.0D | 900 Diam Silencer 2.0D | FM - DONKIN | 3 month(s) | 3 | 1 | 1
900S2.0DP | 900 Diam Silencer 2.0D Podded | FM - DONKIN | 9 month(s) | 6 | 9 | 1
900SC | Screen |  | 1 month(s) | 1 | 0 | 1
900SM1.5DP | 900 Diam Melinex Silencer 1.5D Podded | FM - DONKIN | 1 month(s) | 2 | 0 | 2
900SM2.0DP | 900 Diam Melinex Silencer 2.0D Podded | FM - DONKIN | 19 month(s) | 2 | 7 | 0.37
90X2SPZ | Pulley Friction Belt V-wedge 2 Groo |  | 1 month(s) | 4 | 0 | 4
90X3SPA | PULLEY FRICTION BELT V-WEDGE 3 GROOVE SPA 1610 TAPER 90MM FENNER |  | 1 month(s) | 2 | 0 | 2
950x600x1200 | 950 x 600 x 1200mm Silencer |  | 1 month(s) | 0 | 1 | 1
95X3SPA | PULLEY FRICTION BELT V-WEDGE 3 GROOVE SPA 1610 TAPER 95MM FENNER |  | 1 month(s) | 1 | 0 | 1
97-32 | PG-16 GLANDS : PG16 POLYMER CABLE GLAND GREY |  | 4 month(s) | 300 | 0 | 75
99050-EMB-20-R40 | EMBROIDERY R40 R40 |  | 1 month(s) | 14 | 0 | 14
99050-EMB-22-R50 | EMBROIDERY R50 R50 | FM - UNIFORM | 1 month(s) | 8 | 0 | 8
A) | LDP/400/6/15/B/19mm - 0.75kW 2P |  | 1 month(s) | 3 | 0 | 3
A/01 | Volume Control Damper & Quad 100mm |  | 1 month(s) | 0 | 24 | 24
A/02 | Fire Damper c/w Link & Quad 100mm |  | 1 month(s) | 0 | 23 | 23
ADRA- | RA 1200(W)*600(H) NS PCW |  | 1 month(s) | 200 | 0 | 200
ADSD | SINGLE DEFLECTION GRILLE 625(W)*625(H) OVER FLANGE NATURAL |  | 1 month(s) | 5 | 0 | 5
ADWL. | WEATHER LOUVRE 520(W)*520(H) OPENING SIZE NATURALLY ANOD |  | 1 month(s) | 7 | 0 | 7
AF4.0X4+EWHSL | ALFIX 4.0MM2 4 CORE+E S/LENGHT |  | 1 month(s) | 100 | 0 | 100
AIR HOSE 1M | AIR HOSE 8MM | CONSUMABLES | 1 month(s) | 10 | 0 | 10
AIRMAX2-500 | AIRMAX-2.500 W | FM - DONKIN | 23 month(s) | 0 | 2 | 0.09
AIRMAX2-500P | AIRMAX-2.500 P | FM - DONKIN | 9 month(s) | 0 | 4 | 0.44
AIRMAX2-650 | AIRMAX-2.650 W | FM - DONKIN | 24 month(s) | 0 | 34 | 1.42
AIRMAX2-650P | AIRMAX-2.650 P | FM - DONKIN | 1 month(s) | 0 | 1 | 1
AIRMAX2-650P.EC | AIRMAX-2.650 P. EC | FM - DONKIN | 1 month(s) | 0 | 1 | 1
AIRMAX2-650W | AIRMAX-2.650 W.EC | FM - DONKIN | 24 month(s) | 0 | 10 | 0.42
AIRMAX2-750 | AIRMAX-2.750 W | FM - DONKIN | 14 month(s) | 0 | 3 | 0.21
AIRMAX2-850 | AIRMAX-2.850 W | FM - DONKIN | 5 month(s) | 0 | 10 | 2
AT | 3001 ALU FOIL TAPE 48mm X 50m (30 micron) |  | 1 month(s) | 3 | 0 | 3
AT 12/9 SC/BD | AT 12/9 SC - Single Unit, Belt drive C/W 4kW 4P 380V FM | FM - NICOTRA | 1 month(s) | 1 | 0 | 1
ATT/01 | Attenuator 200x600mm |  | 13 month(s) | 0 | 24 | 1.85
AVMs- | Anti-Vibration Rubber Mounts |  | 29 month(s) | 16 | 839 | 28.93
AWSL/1/ 600X600)P/0/P1/ | 600 X 600 |  | 1 month(s) | 1 | 0 | 1
AWSL/1/1000X500/OP/0/P1/ | 1000 X 500 | Accessories | 1 month(s) | 2 | 0 | 2
AXIP450 | TAXIP F300: 450-5-25 | FM - KAYITES | 1 month(s) | 2 | 0 | 2
Accounting | Subscription (Accounting) |  | 1 month(s) | 1 | 0 | 1
Additional Costs | Material Cutting Cost |  | 1 month(s) | 0 | 6 | 6
Airfreight | - Dar Es Salaam |  | 18 month(s) | 3 | 4 | 0.22
Airmax PB | Airmax Poles & Brackets |  | 1 month(s) | 100 | 0 | 100
Airmax-2.650.W. | Airmax-2.650.W - Wall Fan - 187 Watts - 230/1/50 - Twin Blade - Black (Pull Cord) |  | 9 month(s) | 0 | 11 | 1.22
Al Blades | Aluminium Blades |  | 21 month(s) | 1960 | 0 | 93.33
Al Blanks | Aluminium Blanks |  | 18 month(s) | 205 | 0 | 11.39
Assembly | Building Casing & Impeller |  | 1 month(s) | 0 | 1 | 1
B) | LDP/315/6/10/B/14mm - 0.55kW 2P |  | 12 month(s) | 129 | 0 | 10.75
B-124-FAN1 | HTMV-125-4T/9-40 400/690V.IE3 -60Hz - Roof Top Exhaust Fan |  | 1 month(s) | 0 | 4 | 4
B-135-FAN1 | TORRETTE TR-A 450 T4 2.2KW ATEX Zone 1 - Explosion Proof Roof Top Centrifugal Exhaust Fan |  | 1 month(s) | 0 | 4 | 4
B-135-FAN2 | TORRETTE TR-A 500 T4 3KW ATEX Zone 1 - Explosion Proof Roof Top Centrifugal Exhaust Fan |  | 1 month(s) | 0 | 1 | 1
B-135-FAN3 | TORRETTE TR-A 400 T4 1.1KW ATEX Zone 1 - Explosion Proof Roof Top Centrifugal Exhaust Fan |  | 1 month(s) | 0 | 2 | 2
B-135-FAN4 | TORRETTE TRK-AR 500 T4 3KW - Roof Top Centrifugal Exhaust Fan |  | 1 month(s) | 0 | 1 | 1
B-135-FAN5 | TORRETTE TR-A 500 T4 3KW ATEX Zone 1 - Explosion Proof Roof Top Centrifugal Exhaust Fan |  | 1 month(s) | 0 | 2 | 2
B-135-FAN6 | VORTICENT CMS 35/14 T4 4KW - Wall Mountex Centrifugal Exhaust Fan |  | 1 month(s) | 0 | 1 | 1
B-135-FAN7 | VORTICENT CMS 25/10 T4 0.75KW - Wall Mounted Centrifugal Exhaust Fan |  | 1 month(s) | 0 | 1 | 1
B-135-FAN8 | ENKEL QBK 190 EC - Cassette Type Exhaust Fan |  | 1 month(s) | 0 | 1 | 1
B-91-FAN1 | TORRETTE TR-A 710 T6 4KW ATEX Zone 1 - Explosion Proof Roof Top Centrifugal Exhaust Fan |  | 1 month(s) | 0 | 1 | 1
B-91-FAN2 | HC-63-4T/H/ATEX/2G Ex db 230/400V - 60Hz - Explosion Proof Wall Mounted Centrifugal Exhaust Fan |  | 1 month(s) | 0 | 2 | 2
B-91-FAN3 | TORRETTE TR-A 500 T4 3KW ATEX Zone 1 - Explosion Proof Roof Top Exhaust Fan |  | 1 month(s) | 0 | 2 | 2
B-91-FAN4 | HTMV-90-4T-7.5/ATEX/2G Ex db 400/690V - Explosion Proof Roof Top Exhaust Fan |  | 1 month(s) | 0 | 1 | 1
B-91-FAN5 | TORRETTE TRS 310 EC - Roof Top Exhaust Fan |  | 1 month(s) | 0 | 1 | 1
B-91-FAN6 | TORRETTE TRS 250 EC - Roof Top Exhaust Fan |  | 1 month(s) | 0 | 1 | 1
B-91-FAN7 | Lineo 200 - Inline Exhaust Fan |  | 9 month(s) | 2 | 1 | 0.22
B/01 | Volume Control Damper & Quad 150mm |  | 1 month(s) | 0 | 9 | 9
B/02 | Fire Damper c/w Link & Quad 150mm |  | 1 month(s) | 0 | 6 | 6
B3 | IA Certification (Imported Equipment). Document Review and IA Certification Transfer Based on ATEX |  | 1 month(s) | 1 | 0 | 1
BAF100 | BAF 100 | FM - KAYITES | 23 month(s) | 30 | 15 | 1.3
BAF125 | BAF 125 | FM - KAYITES | 17 month(s) | 30 | 7 | 1.76
BAF150 | BAF 150 | FM - KAYITES | 25 month(s) | 100 | 72 | 4
BBC19X10/14T | BANDSAW BIMETAL M42 19x10/14T (2.480x1) |  | 18 month(s) | 9.92 | 0 | 0.55
BBC19X10/14T-2 | BANDSAW BIMETAL M42 19x10/14T (3.050x1) |  | 1 month(s) | 3.05 | 0 | 3.05
BBF19X10/14DOM | BANDSAW BIMETAL M42 19x10/14T (2.480x1) |  | 1 month(s) | 4.96 | 0 | 4.96
BBF27X8/12T | BANDSAW BIMETAL M42 8/12T (2.480X1) |  | 1 month(s) | 2.48 | 0 | 2.48
BCC 15 | BCC 15/0.75kW arrangement 1A class 2 c/w 4kW 4Pole 525v fan Spped 3057rpm |  | 1 month(s) | 0 | 1 | 1
BCC 21/01 Class1 (2A) Belt Driven | c/w 5.5 kW 4 Pole 380V (IP66) |  | 11 month(s) | 1 | 2 | 0.18
BCC 39 | BCC 39/0.99 SISW c/w 75Kw 4P 400V Motor |  | 1 month(s) | 1 | 1 | 1
BCC-2 500/1.0 | 4A c/w 7.5 kW 4 Pole 380V |  | 1 month(s) | 2 | 0 | 2
BCC15-J61923 | BCC 15/0.75 CL2 Ar 1A c/w 4.0kw 4P 525V - J61923 |  | 2 month(s) | 1 | 0 | 0.5
BDB-280 CM | BCC DIDW CENTRIFUGAL FAN |  | 1 month(s) | 1 | 0 | 1
BF50L1.51HS | Box fan 1250mm LOUV 220v 01.50kW S/S |  | 1 month(s) | 7 | 0 | 7
BP01 | PLASTIC BUCKLES 12MM - (1000) |  | 1 month(s) | 1 | 0 | 1
Balance Impeller | Impeller Balancing 2.5kg 4p |  | 12 month(s) | 38 | 1 | 3.17
Bellax 630 | Bellax 630 20.D 8- c/w1.5kw 4P 220V |  | 1 month(s) | 1 | 1 | 1
Bellax 800 | Bellax 800 32-E-8 c/w 1.5kW 6Pole Motor |  | 13 month(s) | 7 | 6 | 0.54
Bellax500 | Bellax 500 - 20 - C - 8 c/w 2,2KW 2P 220V |  | 1 month(s) | 1 | 1 | 1
C) | Casings - 400mm Casings to Suit above |  | 1 month(s) | 3 | 0 | 3
C1000X500FM | Casing Size 1000diam x 500Long | FM - FABRICATION | 1 month(s) | 1 | 0 | 1
C315x315 | Casing size 315diamx315 | FM - DONKIN | 22 month(s) | 13 | 0 | 0.59
C315x315UG | Casing size 315diamx315-Ungalvanised | FM - DONKIN | 1 month(s) | 6 | 0 | 6
C400x400 | Casing Size 400diamx400 |  | 22 month(s) | 11 | 0 | 0.5
C400x400UG | Casing Size 400diamx400-Ungalvanised | FM - DONKIN | 1 month(s) | 4 | 0 | 4
C4324 | 2.0MX1.5MX3.MM KLINGERSIL C4324 |  | 1 month(s) | 1 | 0 | 1
C462x470-B | Casing size 462diamx470 Buffalo | FM - DONKIN | 1 month(s) | 2 | 0 | 2
C462x470UG-B | Casing size 462diamx470 Buffalo-Ungalvanised | FM - DONKIN | 1 month(s) | 2 | 0 | 2
C500x400 | Casing Size 500diamx400 |  | 22 month(s) | 12 | 0 | 0.55
C500x400UG | Casing Size 500diamx400-Ungalvanised | FM - DONKIN | 1 month(s) | 6 | 0 | 6
C560x400 | Casing size 560diamx400 | FM - DONKIN | 1 month(s) | 4 | 0 | 4
C560x400UG | Casing size 560diamx400-Ungalvanised | FM - DONKIN | 1 month(s) | 2 | 0 | 2
C560x500 | Casing size 560diamx500 |  | 1 month(s) | 1 | 0 | 1
C630x400 | Casing Size 630diamx400 | FM - DONKIN | 1 month(s) | 5 | 0 | 5
C630x400UG | Casing Size 630diamx400-Ungalvanised | FM - DONKIN | 1 month(s) | 4 | 0 | 4
C710x400 | Casing Size 710diamx400 | FM - DONKIN | 1 month(s) | 10 | 0 | 10
C710x400UG | Casing Size 710diamx400-Ungalvanised | FM - DONKIN | 1 month(s) | 4 | 0 | 4
C800X500FM | 800 x 500 foot mount Casing | CASING | 1 month(s) | 2 | 0 | 2
C800x400 | Casing Size 800diamx400 | FM - DONKIN | 1 month(s) | 7 | 0 | 7
C800x400UG | Casing Size 800diamx400-Ungalvanised | FM - DONKIN | 1 month(s) | 4 | 0 | 4
C800x500 | Casing Size 800diamx500 |  | 22 month(s) | 3 | 0 | 0.14
C900x500 | 900 casing | FM - FABRICATION | 1 month(s) | 2 | 0 | 2
C965x740 | Casing Size 965diam x 740Long | CASING | 1 month(s) | 2 | 0 | 2
CA/Line/EC | 31 50/60HZ |  | 1 month(s) | 0 | 1 | 1
CA4 | CA4V - 1' 1/4 | FM - FPZ | 31 month(s) | 0 | 7 | 0.23
CA5 | CA5V - 1' 1/2 | FM - FPZ | 6 month(s) | 0 | 2 | 0.33
CA6 | CA6V - 2' | FM - FPZ | 4 month(s) | 12 | 6 | 3
CA8 | CA8 - 3' | FM - FPZ | 11 month(s) | 3 | 1 | 0.27
CA9 | CA9- 4' | FM - FPZ | 26 month(s) | 2 | 4 | 0.15
CANCOLSPIG150 | CANCOLLAR SPIGOT 150 DIA |  | 1 month(s) | 200 | 0 | 200
CAP0.14220 | New Capacitor suitable for 60hz 0.1kw 1430rpm 230V | FM - LUCK & KING | 1 month(s) | 1 | 0 | 1
CCTV | Camera Replacement |  | 1 month(s) | 1 | 0 | 1
CE 250 | CE 250 |  | 19 month(s) | 0 | 80 | 4.21
CE200 | CE200 |  | 13 month(s) | 0 | 7 | 0.54
CF/01 | LCF 56 - 1440rpm - 4 Speed 220V |  | 1 month(s) | 0 | 4 | 4
CF4 | CF4 - 1' 1/4 | FM - FPZ | 24 month(s) | 0 | 4 | 0.17
CF5 | CF5 - 1' 1/2 | FM - FPZ | 25 month(s) | 0 | 2 | 0.08
CF6 | CF6 - 2' | FM - FPZ | 17 month(s) | 0 | 2 | 0.12
CF8 | CF8 - 3' | FM - FPZ | 21 month(s) | 16 | 9 | 0.76
CF9 | CF9 - 4' | FM - FPZ | 37 month(s) | 75 | 73 | 2.03
CFD2.5 | 2.5 Amps Speed Controller | FM - KAYITES | 25 month(s) | 85 | 1 | 3.4
CJ77J-DNM12-104-02-M | DENIM WORK JACKET INDIGO M |  | 1 month(s) | 2 | 0 | 2
CJ77J-DNM12-104-03-L | DENIM WORK JACKET INDIGO L |  | 1 month(s) | 2 | 0 | 2
CJ77J-NAVBOT-101-01-S | VERSATEX TWO-TONE WORK JACKET NAVY/BOTTLE S |  | 1 month(s) | 1 | 0 | 1
CJ77J-NAVBOT-101-02-M | VERSATEX TWO-TONE WORK JACKET NAVY/BOTTLE M |  | 1 month(s) | 1 | 0 | 1
CJ77J-NAVBOT-101-04-XL | VERSATEX TWO-TONE WORK JACKET NAVY/BOTTLE XL |  | 1 month(s) | 2 | 0 | 2
CLAMP | CLAMP | CONSUMABLES | 1 month(s) | 4 | 0 | 4
CLIPS003 | 75mm Galv Filter Clip |  | 1 month(s) | 64 | 0 | 64
CMV400 | CMVpro 400 P4 PPs Casing & impeller RD 90 Fan c/w 5.5kw 4P 380V |  | 1 month(s) | 1 | 1 | 1
CN4PC-SS-DAS | Screws & Springs for Combination Set Dasqua |  | 1 month(s) | 2 | 0 | 2
COUNCIL BILLINGG | February Council Billing |  | 12 month(s) | 11 | 0 | 0.92
COUP SET | COUPLER SET CARLA | CONSUMABLES | 1 month(s) | 2 | 0 | 2
CP77P-DESMBO-201-00-28 | VERSATEX WORK TROUSERS BOTTLE 28 |  | 1 month(s) | 1 | 0 | 1
CP77P-DESMBO-201-00-32 | VERSATEX WORK TROUSERS BOTTLE 32 |  | 1 month(s) | 1 | 0 | 1
CP77P-DESMBO-201-00-44 | VERSATEX WORK TROUSERS BOTTLE 44 |  | 1 month(s) | 2 | 0 | 2
CP77P-DNM12-104-00-32 | DENIM WORK TROUSERS INDIGO 32 |  | 1 month(s) | 2 | 0 | 2
CP77P-DNM12-104-00-38 | DENIM WORK TROUSERS INDIGO 38 | FM - UNIFORM | 1 month(s) | 2 | 0 | 2
CRAD190 | CRAD 190 | FM - KAYITES | 6 month(s) | 4 | 4 | 0.67
CRAD450 | CRAD 450 | FM - KAYITES | 29 month(s) | 4 | 5 | 0.17
CRADIK190 | CRADIK 190 | FM - KAYITES | 7 month(s) | 0 | 1 | 0.14
CSH1000x1.5 | Copper Sheet (2000x1000x1.5mm) |  | 11 month(s) | 2 | 0 | 0.18
CT1.50X4BK | CABTYRE 1,5MM2 4 CORE BLACK |  | 1 month(s) | 100 | 0 | 100
CT2.50X4BK | CABTYRE 2,5MM2 4 CORE - BLACK |  | 1 month(s) | 100 | 0 | 100
CTA/01 | Attenuator 150x600mm |  | 1 month(s) | 0 | 2 | 2
CTA/02 | Attenuator 150x600mm |  | 1 month(s) | 0 | 1 | 1
CTerm-Cap | Casing Terminal Cap | FM - DONKIN | 1 month(s) | 21 | 0 | 21
CUB355 | CUB 355 | FM - KAYITES | 21 month(s) | 0 | 1 | 0.05
CZ315C | Neoprene Clamp 315 |  | 1 month(s) | 0 | 8 | 8
Callout | Callout | FM - MACHINERY | 1 month(s) | 3 | 0 | 3
Centrifugal Fan | 280 CM BCC DIDW CENTRIFUGAL FAN |  | 1 month(s) | 0 | 1 | 1
Company Car | Mahindra 1.2T MX2 A/T |  | 1 month(s) | 2 | 0 | 2
Compile | Report |  | 1 month(s) | 8 | 8 | 8
Counter-Flanges | DDM 10/10 |  | 14 month(s) | 16 | 16 | 1.14
Crates | Wooden crates |  | 1 month(s) | 6 | 1 | 6
D) | Casings - 315mm Casing to Suit Above |  | 11 month(s) | 13 | 0 | 1.18
D100000 | UV250/1/6/F |  | 7 month(s) | 112 | 49 | 16
D100001 | CMP-1128-4T | FM - SODECA | 30 month(s) | 48 | 34 | 1.6
D100002 | HAT-28-4M | FM - SODECA | 30 month(s) | 20 | 18 | 0.67
D100003 | HAT-35-4T | FM - SODECA | 30 month(s) | 17 | 19 | 0.63
D100005 | CAM-550-2T 5.5 | FM - SODECA | 25 month(s) | 1 | 202 | 8.08
D100006 | HJBM PLUS 45 - T4 0.55KW | FM - SODECA | 25 month(s) | 0 | 200 | 8
D100007 | HJBM 40 M4 0.25 | FM - SODECA | 25 month(s) | 0 | 130 | 5.2
D100008 | HJBM 50 T4 0.55 | FM - SODECA | 25 month(s) | 0 | 1 | 0.04
D100009 | CA/LINE 355 220-240V | FM - SODECA | 26 month(s) | 0 | 31 | 1.19
D100010 | VKAP 100 LD 3.0 | FM - SODECA | 24 month(s) | 1 | 2 | 0.08
D100011 | SV-150-H | FM - SODECA | 22 month(s) | 7 | 1 | 0.32
D100012 | HAT-24-4M | FM - SODECA | 22 month(s) | 2 | 0 | 0.09
D100013 | CA-LINE-12 | FM - SODECA | 21 month(s) | 4 | 0 | 0.19
D100014 | CA-LINE-15 | FM - SODECA | 22 month(s) | 5 | 0 | 0.23
D100015 | CA-LINE-20 | FM - SODECA | 24 month(s) | 3 | 1 | 0.12
D100016 | NEOSILENT 200 | FM - SODECA | 24 month(s) | 7 | 1 | 0.29
D100017 | NEOSILENT 150 | FM - SODECA | 22 month(s) | 1 | 0 | 0.05
D100018 | CA-160-2T-2 | FM - SODECA | 21 month(s) | 21 | 1 | 1
D100019 | BD 9/9 - M4 0.35KW 230V - 500HZ STC | FM - NICOTRA | 20 month(s) | 3 | 2 | 0.15
D100020 | DDM 9/9 6P | FM - NICOTRA | 18 month(s) | 5 | 4 | 0.28
D100021 | DDM 10/8 245W 230V 6P 6M0648 | FM - NICOTRA | 21 month(s) | 0 | 1 | 0.05
D100023 | BD 12/12 T6 1.1KW 230V/400 50HZ LPC | FM - NICOTRA | 5 month(s) | 0 | 9 | 1.8
D100039 | CONTROL UNIT | FM - FPZ | 30 month(s) | 456.9 | 310 | 15.23
D100056 | KSB 200 BOX FAN | FM - DONKIN | 13 month(s) | 0 | 14 | 1.08
D100058 | KSB 250 BOX FAN | FM - DONKIN | 2 month(s) | 0 | 2 | 1
D100059 | TT SILENT M250 | FM - DONKIN | 2 month(s) | 0 | 4 | 2
D100073 | CE250BB |  | 26 month(s) | 0 | 33 | 1.27
D10075 | Lineo 125 Kit |  | 1 month(s) | 0 | 3 | 3
D4E180 | CA02-02 50/60Hz 230V |  | 1 month(s) | 1 | 1 | 1
DMP | VCDQK - VC DAMPER WITH QUADRANT KIT 150*150 |  | 1 month(s) | 130 | 0 | 130
DRILL BIT | 3MM - Drill bit 3mm HSS |  | 1 month(s) | 43 | 0 | 43
DTG/01 | DRG 300x150 Mill c/w Powder Coating |  | 1 month(s) | 0 | 6 | 6
Delivery | - Delivery |  | 30 month(s) | 18 | 38 | 1.27
Disc Valve | 100 Diam | Accessories | 1 month(s) | 0 | 18 | 18
Duct | 10 Meter Spiral Flexible Ducting |  | 23 month(s) | 1 | 6 | 0.26
E) | Brackets - sets motor mounting brackets (threaded rod) |  | 1 month(s) | 3 | 0 | 3
E01-FAN1 | Torrette TR-A 450 T4 2.2KW ATEX ZONE 1 - Explosion Proof Roof Top Exhaust Fan |  | 1 month(s) | 0 | 2 | 2
E01-FAN2 | TORRETTE TR-A 355 T4 0.55KW ATEX Zone 1 - Explosion Proof Roof Top Exhaust Fan |  | 1 month(s) | 0 | 2 | 2
E01-FAN3 | ENKEL QBK 190 EC - Cassette Type Exhaust Fan |  | 1 month(s) | 0 | 1 | 1
E01-FAN4 | CA 150 MD E RF - Roof Top Exhaust Fan |  | 1 month(s) | 0 | 2 | 2
E01-FAN5 | A-E 354 T - Wall Mounted Exhaust Fan |  | 1 month(s) | 0 | 1 | 1
E01-FAN6 | A-E 304 T - Wall Mounted Exhaust Fan |  | 1 month(s) | 0 | 1 | 1
E1006999 | BD-140 / INOX 316 - Inlet Transition |  | 1 month(s) | 2 | 2 | 2
E1012489 | CMP-514-2T UL/CSA 480V. 60Hz |  | 1 month(s) | 2 | 2 | 2
E1350433 | HCT/EC-45-2T-2 400V. 50/60Hz. IE5 |  | 1 month(s) | 1 | 0 | 1
EAF 06. | 3040 l/s @ 300Pa (Set 710 Blades to 20 Degree) |  | 1 month(s) | 0 | 1 | 1
ECO100220 | Bubble Wrap - 1250mm x 100mm |  | 1 month(s) | 4 | 0 | 4
EG/01 | Disc Valve |  | 1 month(s) | 0 | 40 | 40
EG/02 | 4 way Ceiling Diffuser |  | 1 month(s) | 0 | 1 | 1
EML2303033 | 5.5kw 4P 400V/690V B3T 132S IE1 Motor |  | 3 month(s) | 2 | 0 | 0.67
ENGINE-001 | Engineering Services - 3D Scanning, Modelling of a Fan Blade and Hub | FM - FAN BLADE MODELLING | 1 month(s) | 0.5 | 0 | 0.5
EUA1152MM | Eurotherm A1 152mm - 10M |  | 1 month(s) | 24 | 0 | 24
EVC-JH168 | Evaporative Air Cooler: 220V, 380W, 3 Speed, 8000m3/hr, 80Pa |  | 1 month(s) | 4 | 0 | 4
EVM100 | 100MM METAL EXTRACT VALVE |  | 1 month(s) | 18 | 0 | 18
F) | Brackets - set motor mounting bracket (threaded rod) |  | 1 month(s) | 1 | 0 | 1
F6942 Filter | Donkin Fan Filter F6942 Set | FM - DONKIN | 1 month(s) | 0 | 2 | 2
FAN QCP | Data Book |  | 1 month(s) | 0 | 1 | 1
FB | Filter box, wall sleeve and flashing |  | 1 month(s) | 3 | 0 | 3
FBar-50x8mm-6M | Flat Bar CQ 50x8mm 6M |  | 1 month(s) | 2 | 0 | 2
FILTERSS | RIGID POC FILTERS |  | 1 month(s) | 0 | 1 | 1
FL4 | FL4 - 1' 1/4 | FM - FPZ | 48 month(s) | 0 | 9 | 0.19
FL5 | FL5 - 1' 1/2 | FM - FPZ | 22 month(s) | 0 | 2 | 0.09
FL6 | FL6 - 2' | FM - FPZ | 41 month(s) | 42 | 28 | 1.02
FL8 | FL8 - 3' | FM - FPZ | 45 month(s) | 36 | 25 | 0.8
FL9 | FL9 - 4 Intake Filter | FM - FPZ | 33 month(s) | 22 | 2 | 0.67
FLEX-W/FRAME | WELDING FRAME H=2m x W=3m, Galvanised steel frame (25x25 square tube) | FM - FABRICATION | 1 month(s) | 3 | 0 | 3
FM | 004 - 2940 rpm SANS 60079-15 |  | 32 month(s) | 152 | 2 | 4.75
FM- 003 | 7.5kW Stator Rewind to 525V |  | 1 month(s) | 2 | 0 | 2
FR500A-4T-4.0G/5.5P-H | 4.0KW 380V 9.5A |  | 1 month(s) | 1 | 0 | 1
FRK-25 | DUCT WRAP 10m X 1200 X 25 X 23 FRK (silver) |  | 1 month(s) | 3 | 0 | 3
FS C.25A | Fan Speed Controller |  | 17 month(s) | 0 | 73 | 4.29
FT4001502 | Funmax 400 15.D.8 c/w 1.5kw 2P 380 V Motor | FM - DONKIN | 1 month(s) | 0 | 1 | 1
FT7101104 | Funmax 710 20.D.8 c/w 1.1kw 4P 380 V Motor | FM - DONKIN | 9 month(s) | 8 | 2 | 0.89
FT8003004 | Fumax 800.32.E.8.300.4.3 c/w 3 kW 4 Pole 380V |  | 11 month(s) | 4 | 3 | 0.36
FUMAX105X105 | UV print onto alu plates (105mm x105mm) block cut |  | 1 month(s) | 50 | 0 | 50
FUMAX40X65 | UV print onto alu plates (40mm x65mm) block cut |  | 1 month(s) | 50 | 0 | 50
Fan Screen | 500mm Dia |  | 6 month(s) | 0 | 3 | 0.5
Fan Testing | Service Engineer x1 |  | 1 month(s) | 8 | 8 | 8
Fumax 1000.32.F.8.1100.4.3 | c/w 11 kW 4 Pole 380 V Motor |  | 1 month(s) | 0 | 10 | 10
Fumax 1000.32.F.8.1850.4.3 | c/w 18.5 kW 4 Pole 400 V Motor |  | 29 month(s) | 3 | 7 | 0.24
Fumax 10007504 | 1000 32.F.8 c/w 7.5kW 4 Pole 380V |  | 1 month(s) | 8 | 0 | 8
Fumax 560 | Fumax 560.20.D.8 C/W 3KW 2P 380V |  | 1 month(s) | 1 | 0 | 1
Fumax 630 | Fumax 630 |  | 9 month(s) | 8 | 11 | 1.22
Fumax 710.20.D.8.0220.4.3 | c/w 2.2 kW 4 Pole 380 V Motor |  | 7 month(s) | 1 | 6 | 0.86
Fumax 800.32.E.8.0400.4.3 | c/w 4 kW 4 Pole 380 V Motor |  | 5 month(s) | 5 | 5 | 1
Fumax 8004004 | 800 32.F.8 c/w 4 kW 4 Pole 380V |  | 1 month(s) | 4 | 4 | 4
Fumax 900.20.E.8.0550.4.3 | c/w 5.5 kW 4 Pole 380 V |  | 1 month(s) | 7 | 0 | 7
Fumax 900.20.E.8.0750.4.3 | c/w 7.7 kW 4 Pole 380 V Motor |  | 1 month(s) | 4 | 5 | 5
Fumax400 | Fumax 4000.15.B.4 C/W 1.5KW 2P 380V |  | 1 month(s) | 5 | 5 | 5
G023 | GLOVES 2.5 GREEN WRIST |  | 1 month(s) | 4 | 0 | 4
G028 | 8 RED HEAT RESISTANT GLOVES | CONSUMABLES | 1 month(s) | 2 | 0 | 2
G2E180EH0301 | 220V SI Centrifugal Fan |  | 1 month(s) | 12 | 0 | 12
GALV-TERMINAL CAP | TERMINAL CAP |  | 1 month(s) | 32 | 0 | 32
GALVANISING | Galvanizing General 11 X FAN CASING |  | 19 month(s) | 11324.05 | 0 | 596
GAS001 | Rolls Gasketing |  | 1 month(s) | 4 | 0 | 4
GL5 | 380V Extraction & Ventilation 380V, 0.55kW 1430rpm 7000m3/hr |  | 1 month(s) | 2 | 0 | 2
GLF12.5 | Box, NO MOTOR |  | 13 month(s) | 30 | 0 | 2.31
GLF7 | c/w 0.45kW 960RPM 380V Motor |  | 1 month(s) | 2 | 0 | 2
GRM300 | Shutter PVC Gravity for 200mmFan S/Frame |  | 1 month(s) | 2 | 0 | 2
GRM350 | Shutter PVC Gravity for 250mmFan S/Frame | Accessories | 9 month(s) | 7 | 0 | 0.78
GRM535 | Shutter PVC Gravity for 400mmFan S/Frame |  | 2 month(s) | 3 | 0 | 1.5
GUN H827P | SPRAY GUN H827P BULLDOG | CONSUMABLES | 1 month(s) | 1 | 0 | 1
H20102 | WEATHER SEAL 6mm*25mm*5mt BLACK FOAM |  | 10 month(s) | 80 | 0 | 8
HANDLING FEE. | GOODS RETURNED HANDLING FEE - CHARGED AT 15% |  | 8 month(s) | 0 | 41 | 5.12
HCT/EC | 45-2T-2 400V 50/60HZ IE5 |  | 1 month(s) | 0 | 1 | 1
HDA 9/9 | Crop to 959mm - 42mm Bore |  | 1 month(s) | 2 | 0 | 2
HDA1250 | HDA 1250 , 9Bladed , axial flow impeller |  | 15 month(s) | 3 | 0 | 0.2
HDA9B315 | HDA9 - 315 Impeller to suit 0.37Kw 2pole Motor | FM - CFW FANS | 1 month(s) | 1 | 1 | 1
HEP.25.2TH | HEP.25.2T/H |  | 15 month(s) | 20 | 23 | 1.53
HF002 | Galvanised Holding Frame 610x610x55 |  | 1 month(s) | 16 | 0 | 16
HIGH H | HIGH HEAT 5LT SILVER |  | 1 month(s) | 1 | 0 | 1
HJBM-Plus | 50-T-4 c/w 0.55KW 1400rpm 380V |  | 21 month(s) | 0 | 3 | 0.14
HPLV710152 | HPLV 710/1.0 SISW Ar 6A c/w 15Kw 2P 400V |  | 1 month(s) | 3 | 3 | 3
HV 12.5 | HV1250 c/w 1.1Kw 450 rpm 380V |  | 22 month(s) | 6 | 30 | 1.36
HV-7 | HV 7 c/w 0.45kW 6Pole |  | 8 month(s) | 2 | 3 | 0.38
HV5380V | HV5 c/w 0.55kw 380V |  | 6 month(s) | 1 | 2 | 0.33
HV7T | HV 7 c/w 0.45kw 6P 380v |  | 1 month(s) | 1 | 0 | 1
HV9.5 Fan | HV 9.5 - 220V 0.55KW |  | 26 month(s) | 15 | 16 | 0.62
HVF | 105L-6 |  | 1 month(s) | 1 | 1 | 1
HVJ2 | HVJ2 |  | 1 month(s) | 0 | 6 | 6
HVMotor 380V | HV 1250 - 380V Motor |  | 1 month(s) | 5 | 5 | 5
HWP100/001 | 500mm Dia Fan Guard 3mm Spiral, 4mm Support, Mild Steel, Uncoated |  | 13 month(s) | 11 | 0 | 0.85
HWP100/001- | 800mm Dia Fan Guard |  | 1 month(s) | 2 | 0 | 2
ID75/180OD | Cooling Spinner - 75mm ID - 180 OD |  | 1 month(s) | 1 | 1 | 1
IM-CF | Light duty Impeller |  | 1 month(s) | 0 | 1 | 1
IMP0315B150A05PR14071 | Impeller 0315mm 'B' 150A05PR 14mm 071Frame Deg00 -10 DEG |  | 8 month(s) | 3 | 1 | 0.38
IMP0315B150A10AR14071 | Impeller 0315mm 'B' 150A10AR 14mm 071Frame Deg00 -26 DEG |  | 1 month(s) | 2 | 0 | 2
IMP0315B150A10PR14071 | Impeller 0315mm 'B' 150A10PR 14mm 071Frame Deg00 21 DEG |  | 1 month(s) | 1 | 0 | 1
IMP0400B150A05PR14071 | Impeller 0400mm 'B' 150A05PR 14mm 071Frame Deg00 - 10 DEG |  | 1 month(s) | 1 | 0 | 1
IMP0400B150A05PR19080 | Impeller 0400mm 'B' 150A05PR 19mm 080Frame - 23Deg |  | 1 month(s) | 5 | 0 | 5
IMP0400B150A05PR24090 | Impeller 0400mm 'B' 150A05PR 24mm 090Frame - 29Deg |  | 1 month(s) | 1 | 0 | 1
IMP0400B150A10PR14071 | Impeller 0400mm 'B' 150A10PR 14mm 071Frame Deg00 19 DEG |  | 1 month(s) | 1 | 0 | 1
IMP0500B150A05AR19080 | Impeller 0500mm 'B' 150A05AR 19mm 080Frame Deg00 - 10 DEG |  | 1 month(s) | 1 | 0 | 1
IMP0500B150A05AR24090 | Impeller 0500mm 'B' 150A05AR 24mm 090Frame Deg00 -14 DEG |  | 1 month(s) | 1 | 0 | 1
IMP0500B150A05PR14071 | Impeller 0500mm 'B' 150A05PR 14mm 071Frame Deg00 -17 DEG |  | 1 month(s) | 1 | 0 | 1
IMP0500B150A10AR14071 | Impeller 0500mm 'B' 150A10AR 14mm 071Frame Deg00 -10 DEG |  | 1 month(s) | 1 | 0 | 1
IMP0500B150A10AR19071 | Impeller 0500mm 'B' 150A10AR 19mm 071Frame Deg00 -28 DEG |  | 1 month(s) | 1 | 0 | 1
IMP0500B150A10AR24090 | Impeller 0500mm 'B' 150A10AR 24mm 090Frame Deg16 |  | 1 month(s) | 1 | 0 | 1
IMP0500B150A10AR24090. | Impeller 0500mm 'B' 150A10AR 24mm 090Fram 16deg |  | 8 month(s) | 1 | 2 | 0.25
IMP0500B150A10AR28100 | Impeller 0500mm 'B' 150A10AR 28mm 100Frame Deg00 -25 DEG |  | 6 month(s) | 5 | 0 | 0.83
IMP0500B150A10PR14071 | Impeller 0500mm 'B' 150A10PR 14mm 071Frame Deg00 - 18 DEG |  | 12 month(s) | 2 | 0 | 0.17
IMP0500B150A10PR140711 | Impeller 0500mm 'B' 150A10PR 14mm 071Frame Deg00 - 12 DEG |  | 1 month(s) | 2 | 1 | 2
IMP0560B150A05AR14071 | Impeller 0560mm 'B' 150A05AR 14mm 071Frame Deg00 - 20 DEG |  | 1 month(s) | 1 | 0 | 1
IMP0560B150A05AR28100 | Impeller 0560mm 'B' 150A05AR 28mm 100Frame Deg00 - 22 DEG |  | 1 month(s) | 2 | 0 | 2
IMP0560B150A05PR14071 | Impeller 0560mm 'B' 150A05PR 14mm 071Frame Deg00 20 DEG |  | 1 month(s) | 1 | 0 | 1
IMP0560B150A10AR14071 | Impeller 0560mm 'B' 150A10AR 14mm 071Frame Deg00 10 DEG FM3517 |  | 1 month(s) | 1 | 0 | 1
IMP0560B150A10AR19080 | Impeller 0560mm 'B' 150A10AR 19mm 080Frame Deg00 - 15 DEG |  | 2 month(s) | 9 | 0 | 4.5
IMP0560B150A10AR19080. | Impeller 0560mm 'B' 150A10AR 19mm 080Frame Deg00 - 20 DEG |  | 1 month(s) | 1 | 0 | 1
IMP0560B150A10AR19080.. | Impeller 0560mm 'B' 150A10AR 19mm 080Frame Deg00 - 12 DEG |  | 1 month(s) | 2 | 0 | 2
IMP0560B150A10AR19080... | Impeller 0560mm 'B' 150A10AR 19mm 080Frame Deg00 13 DEG FM3516 |  | 1 month(s) | 1 | 0 | 1
IMP0560B150A10AR24090 | Impeller 0560mm 'B' 150A10AR 24mm 090Frame Deg00 - 33 DEG |  | 1 month(s) | 1 | 0 | 1
IMP0560B150A10AR24090. | Impeller 0560mm 'B' 150A10AR 24mm 090Frame Deg00 - 28 DEG |  | 1 month(s) | 2 | 0 | 2
IMP0560B150A10PR14071 | Impeller 0560mm 'B' 150A10PR 14mm 071Frame |  | 1 month(s) | 1 | 0 | 1
IMP0560B150A10PR19080 | Impeller 0560mm 'B' 150A10PR 19mm 080Frame Deg00 - 11 DEG |  | 1 month(s) | 1 | 0 | 1
IMP0560B250A14AR19080 | Impeller 0560mm 'B' 250A14AR19mm 080Frame |  | 1 month(s) | 1 | 0 | 1
IMP0560B250A14PR24090 | Impeller 0560mm 'B' 250A14PR 24mm 090Frame |  | 1 month(s) | 2 | 0 | 2
IMP0630B150A10AR24090 | Impeller 0630mm 'B' 150A10AR 24mm 090Frame Deg00 -27 DEG |  | 10 month(s) | 5 | 0 | 0.5
IMP0630B250A14AR24090 | Impeller 0630mm 'B' 250A14AR 24mm 090Frame |  | 1 month(s) | 3 | 0 | 3
IMP0630B250A14AR28100 | Impeller 0630mm 'B' 250A14AR 28mm 100Frame |  | 1 month(s) | 7 | 0 | 7
IMP0630B250A14PR28100 | Impeller 0630mm 'B' 250A14PR 28mm 100Frame Deg00 - 30 DEG |  | 1 month(s) | 1 | 0 | 1
IMP0710A150A10AR28100 | Impeller 0710mm 'A' 150A10AR 28mm 100Frame Deg00 - 38 DEG |  | 9 month(s) | 8 | 0 | 0.89
IMP0710B150A05AR28100 | Impeller 0710mm 'B' 150A05AR 28mm 100Frame Deg00 - 35 DEG |  | 1 month(s) | 3 | 0 | 3
IMP0710B150A05PR24090 | Impeller 0710mm 'B' 150A05PR 24mm 090Frame Deg00 -21 DEG |  | 1 month(s) | 3 | 0 | 3
IMP0710B150A10AR28100 | Impeller 0710mm 'B' 150A10AR 28mm 100Frame Deg00 - 33 DEG |  | 1 month(s) | 2 | 0 | 2
IMP0710B150A10AR28100. | Impeller 0710mm 'B' 150A10AR 28mm 100Frame Deg00 - 38 DEG |  | 1 month(s) | 2 | 0 | 2
IMP0710B250A07PR240903 | Impeller 0710mm 'B' 250A07PR 24mm 090Frame Deg00 -24 DEG |  | 1 month(s) | 1 | 0 | 1
IMP0710B250A14AR28100 | Impeller 0710mm 'B' 250A14AR 28mm 100Frame |  | 3 month(s) | 4 | 0 | 1.33
IMP0710B250A14PR24090 | Impeller 0710mm 'B' 250A14PR 24mm 090Frame |  | 2 month(s) | 4 | 0 | 2
IMP0800B150A10AR28100 | Impeller 0800mm 'B' 150A10AR 28mm 100Frame Deg00 - 25 DEG |  | 12 month(s) | 12 | 0 | 1
IMP0800B150A10AR28100. | Impeller 0800mm 'B' 150A10AR 28mm 100Frame Deg00 -14 DEG |  | 3 month(s) | 2 | 0 | 0.67
IMP0800B150A10PR28100 | Impeller 0800mm 'B' 150A10PR 28mm 100Frame Deg 25 |  | 1 month(s) | 5 | 0 | 5
IMP0800B250A14AR28100 | Impeller 0800mm 'B' 250A14AR 28mm 100Frame |  | 1 month(s) | 1 | 0 | 1
IMP0800B250A14AR38132 | Impeller 0800mm 'B' 250A14AR 38mm 132Frame Deg00 - 35 DEG |  | 1 month(s) | 9 | 1 | 9
IMP0900B250A14AR28 | 900/250/14 13 deg pitch 28mm bore form B Aluminium Blades |  | 1 month(s) | 1 | 0 | 1
IMP0900B250A14AR38 | 900/250/14 15 deg pitch 38mm bore form B Aluminium Blades |  | 1 month(s) | 1 | 0 | 1
IMP1000B250A14AR38132 | Impeller 1000mm 'B' 250A14AR 38mm 132Frame Deg00 - 25 DEG |  | 5 month(s) | 2 | 0 | 0.4
IMP315LDA | 315diam LDA Impeller |  | 5 month(s) | 2 | 1 | 0.4
IMP400LDA | 400diam LDA Impeller |  | 10 month(s) | 1 | 2 | 0.2
IMP400LDP | 400diam LDP Impeller |  | 6 month(s) | 3 | 0 | 0.5
IMP560LDP | LDP 560/250/12/1440-Form B - 15 degrees |  | 11 month(s) | 3 | 0 | 0.27
IMP800LDA | LDA 800-9-A16 |  | 1 month(s) | 1 | 0 | 1
INLET-CONE | 18 Inch Inlet Cone |  | 5 month(s) | 12 | 0 | 2.4
Imepeller 560mm 'B' 250A14AR | 19mm 080Frame 15DEG |  | 1 month(s) | 3 | 1 | 3
Imp BI | Set pitch, Crop & Balance impeller |  | 7 month(s) | 2 | 1 | 0.29
Impeller 0710mm 'B' 150A10AR | 24mm 090Frame 13 DEG |  | 1 month(s) | 1 | 0 | 1
Impeller 0710mm 'B' 250A14AR | 24mm 090 Frame 10 DEG |  | 1 month(s) | 3 | 0 | 3
Impeller 560mm 'B' 150A10AR | 14mm 071Frame 12DEG |  | 1 month(s) | 3 | 0 | 3
Impeller 630mm 'B' 150A10AR | 24mm 090Frame 15DEG |  | 1 month(s) | 2 | 0 | 2
Impeller 630mm 'B' 250A14AR | 24mm 090Frame 15 DEG |  | 1 month(s) | 1 | 0 | 1
Impeller 710mm 'B' 250A14R | 24mm 090Frame 12 DEG |  | 1 month(s) | 1 | 0 | 1
Impeller Plate Mount Fans | Spare Impeller |  | 1 month(s) | 0 | 1 | 1
Impeller shaft | Impeller shaft+2 keys. Stainless Steel |  | 1 month(s) | 2 | 0 | 2
Induced Draft Plan | INSPECTION TEST PALN (ITP) |  | 1 month(s) | 1 | 0 | 1
Installation | Attenuators |  | 1 month(s) | 1 | 0 | 1
J70889 FAN | BCC-2 900/1.0 SISW c/w 7.5Kw 4P 380V |  | 1 month(s) | 1 | 0 | 1
J96202-BCC-2315 | BCC-2 315 Class 1 AR 4A DIDW excl motor |  | 11 month(s) | 2 | 0 | 0.18
JB1948 | HPLV 630/0.71 c/w 4.0kw 2890rpm 525V Motor |  | 19 month(s) | 2 | 2 | 0.11
JC6202 | BCC-2 Class 1 DI2DW c/w 2,2kW 4P 400V - 2522RPM |  | 9 month(s) | 0 | 2 | 0.22
JN2002-GNTBOOT-500-00-06 | GRANITE CHELSEA BOOTS BLACK 6 |  | 1 month(s) | 1 | 0 | 1
JN2002-GNTBOOT-500-00-07 | GRANITE CHELSEA BOOTS BLACK 7 |  | 1 month(s) | 1 | 0 | 1
JN3002-TUNBOOT-600-00-07 | TUNGSTEN BOOT BLACK 7 | FM - UNIFORM | 1 month(s) | 2 | 0 | 2
JN3002-TUNBOOT-600-00-09 | TUNGSTEN BOOT BLACK 9 | FM - UNIFORM | 1 month(s) | 1 | 0 | 1
JRAD50F300 | JRAD 50 F300 'C / 2H | FM - KAYITES | 24 month(s) | 8 | 8 | 0.33
JRAD70F300 | JRAD 70 F300 'C / 2H | FM - KAYITES | 1 month(s) | 6 | 6 | 6
JRAD90F300 | JRAD 90 F300 'C / 2H | FM - KAYITES | 3 month(s) | 2 | 2 | 0.67
JTPOLY-6398B-600-03-M | WORK T BLACK M |  | 1 month(s) | 2 | 0 | 2
JTPOLY-6398B-600-04-L | WORK T BLACK L | FM - UNIFORM | 1 month(s) | 2 | 0 | 2
K03MS055S | SCL-K03 MS-0.55kW-1 | FM - FPZ | 30 month(s) | 0 | 5 | 0.17
K04MS11S | SCL-K04 MS-1.1kW-1-220V | FM - FPZ | 28 month(s) | 6 | 9 | 0.32
K04MS11T | SCL-K04 MS-1.1kW | FM - FPZ | 28 month(s) | 12 | 10 | 0.43
K05MS15T | SCL-K05 MS-1.5kW | FM - FPZ | 24 month(s) | 5 | 1 | 0.21
K05MS22T | SCL-K05 MS-2.2kW | FM - FPZ | 31 month(s) | 8 | 6 | 0.26
K06MS4 | SCL-K06 MS-4W | FM - FPZ | 22 month(s) | 2 | 2 | 0.09
K07MS4 | SCL-K07 MS-4kW | FM - FPZ | 31 month(s) | 2 | 5 | 0.16
K07MS55 | SCL-K07 MS-5.5kW | FM - FPZ | 27 month(s) | 0 | 2 | 0.07
K08MS75 | SCL-K08 MS-7.5kW | FM - FPZ | 14 month(s) | 5 | 7 | 0.5
K09MS55 | SCL-K09 MS-5.5kW | FM - FPZ | 22 month(s) | 2 | 3 | 0.14
K09TD15 | SCL-K09 TD-15kW | FM - FPZ | 8 month(s) | 1 | 1 | 0.12
K09TS15 | SCL-K09 TS-15kW | FM - FPZ | 6 month(s) | 3 | 3 | 0.5
K10MD75 | SCL-K10 MD-7.5kW | FM - FPZ | 10 month(s) | 0 | 2 | 0.2
K10MS11 | SCL-K10 MS-11kW | FM - FPZ | 29 month(s) | 8 | 12 | 0.41
K11MS11 | SCL-K11 MS-11kW | FM - FPZ | 26 month(s) | 3 | 13 | 0.5
K11TS22 | SCL-K11 TS-22kW | FM - FPZ | 13 month(s) | 0 | 5 | 0.38
K12MS15 | SCL-K12 MS-15kW | FM - FPZ | 16 month(s) | 1 | 1 | 0.06
K75MS55 | SCL-K75 MS-5.5kW | FM - FPZ | 1 month(s) | 1 | 0 | 1
KAF125 | KAF 125 | FM - KAYITES | 26 month(s) | 0 | 2 | 0.08
KAF150 | KAF 150 | FM - KAYITES | 4 month(s) | 0 | 3 | 0.75
KAF200 | KAF 200 | FM - KAYITES | 24 month(s) | 0 | 9 | 0.38
KAF250 | KAF 250 | FM - KAYITES | 22 month(s) | 0 | 2 | 0.09
KAF315 | KAF 315 | FM - KAYITES | 2 month(s) | 0 | 3 | 1.5
KAT 15/15 C2 | TWIN BARE FAN 380/380 CW FCC |  | 1 month(s) | 1 | 0 | 1
KAZ120 | KAZ 120 | FM - KAYITES | 8 month(s) | 15 | 2 | 1.88
KAZ140 | KAZ 140 | FM - KAYITES | 34 month(s) | 15 | 14 | 0.44
KAZ160 | KAZ 160 | FM - KAYITES | 7 month(s) | 15 | 0 | 2.14
KDAXIS200 | KDAXIS 200 | FM - KAYITES | 30 month(s) | 50 | 36 | 1.67
KDAXIS250 | KDAXIS 250 | FM - KAYITES | 30 month(s) | 75 | 65 | 2.5
KDAXIS300 | KDAXIS 300 | FM - KAYITES | 29 month(s) | 70 | 54 | 2.41
KDAXIS350 | KDAXIS 350 | FM - KAYITES | 30 month(s) | 55 | 42 | 1.83
KDD 12/12-6-1 | FAN KDD 12/12 517W 6P-1 3SY |  | 1 month(s) | 10 | 0 | 10
KHA50 | Speed Controller |  | 1 month(s) | 0 | 4 | 4
KSA4004M | KSA-400-4K-M-220V | FM - KAYITES | 30 month(s) | 10 | 13 | 0.43
KSA4004T | KSA-400-4K-T-380V | FM - KAYITES | 27 month(s) | 10 | 9 | 0.37
KSA4504T | KSA-450-4K-T-380V | FM - KAYITES | 28 month(s) | 0 | 4 | 0.14
KSA5004M | KSA-500-4K-M-220V | FM - KAYITES | 9 month(s) | 5 | 8 | 0.89
KSA5004T | KSA-500-4K-T-380V | FM - KAYITES | 23 month(s) | 5 | 10 | 0.43
KSA6004T | KSA-600-4K-T-380V | FM - KAYITES | 5 month(s) | 0 | 4 | 0.8
KSB 150 | INLINE SILENT FAN |  | 1 month(s) | 0 | 6 | 6
KSB250 | KSB250 | Vents | 57 month(s) | 0 | 28 | 0.49
KUL | 1/200 X 200 back draft damper |  | 1 month(s) | 30 | 0 | 30
Keep-plate5mmOD | Keep Plate 5mm OD. 42mm, ID. 6mm |  | 1 month(s) | 252 | 0 | 252
Kilometer | Travelled Kilometers | FM - MACHINERY | 1 month(s) | 200 | 0 | 200
L10101250 | CA 250 VO In-Line Tube Fan Plastic Casing | FM - VORTICE | 1 month(s) | 0 | 1 | 1
L10101317 | CA 355 | FM - VORTICE | 1 month(s) | 0 | 1 | 1
L20300630 | 24 - 630mm Louvre Shutter Size 756 X 756 |  | 2 month(s) | 0 | 2 | 1
LASER CUTTING-255 | 255 x 298 x 5mm |  | 1 month(s) | 2 | 0 | 2
LASER CUTTING-775 | 775 x 225 x 5mm | FM - FABRICATION | 1 month(s) | 2 | 0 | 2
LCE 250 | Extractor Ceiling Fan 250mm 220v |  | 5 month(s) | 20 | 2 | 4
LDA9B710 | LDA9B - Allumium bladed Impeller - Form B to suit 1.1kw 4Pole motor | FM - CFW FANS | 1 month(s) | 4 | 2 | 4
LDP 560/250/12/1440/ | Form B - Blade Angle 15 Deg |  | 1 month(s) | 3 | 0 | 3
LEGESSS-COT135-100-03-M | LEGENDARY SHORT SLEEVE SHIRT BLUE M |  | 1 month(s) | 1 | 0 | 1
LEGESSS-COT135-101-03-M | LEGENDARY SHORT SLEEVE SHIRT NAVY M |  | 1 month(s) | 3 | 0 | 3
LEGESSS-COT135-914-04-L | LEGENDARY SHORT SLEEVE SHIRT FATIGUE L |  | 1 month(s) | 1 | 0 | 1
LEGESSS-MCNAST-M45-03-M | LEGENDARY TWO-TONE SHORT SLEEVE SHIRT - NAVY/STONE M |  | 1 month(s) | 4 | 0 | 4
LEGESSS-MCNAST-M45-04-L | LEGENDARY TWO-TONE SHORT SLEEVE SHIRT NAVY/STONE L |  | 1 month(s) | 1 | 0 | 1
LS250 | LOUVER SHUTTER Alum. 9 | FM - DONKIN | 54 month(s) | 0 | 25 | 0.46
LS315 | LOUVER SHUTTER Alum. 12 | FM - DONKIN | 29 month(s) | 0 | 11 | 0.38
LS400 | LOUVRE SHUTTER 15'' | FM - DONKIN | 49 month(s) | 0 | 5 | 0.1
LS500 | LOUVRE SHUTTER Alum. 18 | FM - DONKIN | 49 month(s) | 0 | 14 | 0.29
LS630 | LOUVRE SHUTTER Alum. 24 | FM - DONKIN | 50 month(s) | 0 | 1 | 0.02
LT10-3SPD | LT10 - 3-Step Speed Controller 10Amp |  | 1 month(s) | 0 | 1 | 1
Labour. | Repair Dasqua 1012-2010-A COMBINATION SET SQUARE |  | 7 month(s) | 3 | 1 | 0.43
Laptop | Lenovo AMD RYZEN 7 (i7) 7730U 2.0GHz -8GB ram 512GB 15.6 ich FHD battery 3 Cell |  | 1 month(s) | 1 | 0 | 1
Laser Cutting | Fans Casing | CASING | 4 month(s) | 23 | 0 | 5.75
Laser Cutting-Axial P1 | Axial Program 1 Cover | FM - FABRICATION | 1 month(s) | 1 | 0 | 1
Laser Cutting-Axial P3 | Axial Program 3 Covers | FM - FABRICATION | 1 month(s) | 1 | 0 | 1
Laser Cutting-B | Program Buffalo |  | 1 month(s) | 3 | 0 | 3
Laser Cutting-Bends | Laser Cutting Bends | FM - FABRICATION | 1 month(s) | 42 | 0 | 42
Laser Cutting-P1000 | Program 1000 - 4mm | FM - DONKIN | 1 month(s) | 3 | 0 | 3
Laser Cutting-P3 | Program 3 | FM - DONKIN | 2 month(s) | 8 | 0 | 4
Laser Cutting-P4 | Program 4 | FM - DONKIN | 2 month(s) | 7 | 0 | 3.5
Laser Cutting-P5 | Program 5 | CONSUMABLES | 1 month(s) | 1 | 0 | 1
Laser Cutting-P6 | Program 6 | CONSUMABLES | 1 month(s) | 2 | 0 | 2
Laser Cutting-P900 | Program 900 - 4mm | FM - DONKIN | 1 month(s) | 3 | 0 | 3
Laser Cutting-S | Strips | CASING | 1 month(s) | 2 | 0 | 2
M10 DIN 934 GRADE 8.8 HEX NUT Z/BLUE 10 934 GR8 ZB | M10 DIN 934 GRADE 8.8 HEX NUT Z/BLUE 10 934 GR8 ZB |  | 18 month(s) | 1510 | 0 | 83.89
M10 FLAT WASHER (10 .5i/dx20o/dxthk) S/S A2 | M10 Flat Washer S/S A2 |  | 2 month(s) | 360 | 0 | 180
M10 FLAT WASHER (S/S) | M10x20x3 FLAT WASHER STAINLESS STEEL A2 | FASTENERS | 1 month(s) | 250 | 0 | 250
M10 FLAT WASHER DIN 125A ZINC BLUE (10 .5i/dx20o/dxthk) 10 125A ZB | M10 FLAT WASHER DIN 125A ZINC BLUE (10 .5i/dx20o/dxthk) 10 125A ZB |  | 19 month(s) | 3440 | 0 | 181.05
M10 HEX NUT (S/S) | M10 HEX NUT STAINLESS STEEL A2 | FASTENERS | 1 month(s) | 150 | 0 | 150
M10 Nylock Nut | M10 Nylock Nut Zinc Blue(Silver) |  | 4 month(s) | 580 | 0 | 145
M10*1 M/S THREADED ROD Z/BLUE 10X1 975 ZB | M10*1 M/S THREADED ROD Z/BLUE 10X1 975 ZB |  | 1 month(s) | 8 | 0 | 8
M10*16 | M10*16 HT HEX SET SCREW |  | 19 month(s) | 1960 | 0 | 103.16
M10*25 HT HEX SET SCREW Z/BLUE 10X25 933 8.8 ZB | M10*25 HT HEX SET SCREW Z/BLUE 10X25 933 8.8 ZB |  | 18 month(s) | 1250 | 0 | 69.44
M10X25 | HEX SET SCREW - S/S 304 - A2 |  | 3 month(s) | 480 | 0 | 160
M10X25X2 FLAT WASHER Z/BLUE 10X25X2 OLD ZB | M10X25X2 FLAT WASHER Z/BLUE 10X25X2 OLD ZB |  | 18 month(s) | 3550 | 0 | 197.22
M10X35 | Hex Bolts zinc Blue(Silver) |  | 1 month(s) | 340 | 0 | 340
M10X40 | HT HEX SET SCREWS |  | 1 month(s) | 540 | 0 | 540
M10X45 | M10X45 HT HEX SET SCREWS |  | 8 month(s) | 500 | 0 | 62.5
M10X65 | M10X65 HT HEX SET SCREWS |  | 8 month(s) | 140 | 0 | 17.5
M12 | HEX NUT ZINC BLUE |  | 14 month(s) | 2800 | 0 | 200
M12 FLAT WASHER (S/S) | M12x30x3 FLAT WASHER STAINLESS STEEL A2 | FASTENERS | 1 month(s) | 250 | 0 | 250
M12 HEX NUT (S/S) | M12 HEX NUT STAINLESS STEEL A2 | FASTENERS | 1 month(s) | 150 | 0 | 150
M12 S/S | M12 FLAT WASHER - S/S A2 - 304 |  | 1 month(s) | 240 | 0 | 240
M12*20 HT HEX SET SCREW Z/BLUE 12X20 933 8.8 ZB | M12*20 HT HEX SET SCREW Z/BLUE 12X20 933 8.8 ZB |  | 9 month(s) | 720 | 0 | 80
M12*40 | M12*40 HT HEX NUT Z/BLUE |  | 3 month(s) | 520 | 0 | 173.33
M12*60 | M12X60 HT HEX SET SCREW Z/BLUE -Silver |  | 6 month(s) | 760 | 0 | 126.67
M12*90 | HEX SET SCREW |  | 11 month(s) | 940 | 0 | 85.45
M12X16 | M12X16 HT HEX SET SCREWS |  | 4 month(s) | 800 | 0 | 200
M12X25 | M12*25 HT HEX SET SCREW Z/BLUE 12X25 933 8.8 ZB |  | 9 month(s) | 1040 | 0 | 115.56
M12X30X3 FLAT WASHER Z/BLUE 12X30X3 OLD ZB | M12X30X3 FLAT WASHER Z/BLUE 12X30X3 OLD ZB |  | 19 month(s) | 4500 | 0 | 236.84
M12X35 | M12X35 HT Hex Set Screws |  | 1 month(s) | 240 | 0 | 240
M14 FLAT WASHER DIN 125A ZINC BLUE (15i / d X 28o/d X 2.5thk) 14 125A ZB | M14 FLAT WASHER DIN 125A ZINC BLUE (15i / d X 28o/d X 2.5thk) 14 125A ZB |  | 1 month(s) | 30 | 0 | 30
M14 HT NYLOCK NUT 14 985 GR8 | M14 HT NYLOCK NUT 14 985 GR8 |  | 17 month(s) | 180 | 0 | 10.59
M14*50 HT HEX SET SCREW Z/BLUE 14X50 933 8 . 8 ZB | M14*50 HT HEX SET SCREW Z/BLUE 14X50 933 8 . 8 ZB |  | 1 month(s) | 30 | 0 | 30
M16 FLAT WASHER (S/S) | M16 FLAT WASHER STAINLESS STEEL A2 | FASTENERS | 1 month(s) | 100 | 0 | 100
M16 FLAT WASHER DIN (17i/d X 30o/d 3thk) S/S A2 | M16 FLAT WASHER DIN (17i/d x 30o/d X 3thk) S/S A2 |  | 2 month(s) | 360 | 0 | 180
M16 FLAT WASHER DIN 125A ZINC BLUE (17i/d X 30o/d 3thk) 16 125A ZB | M16 FLAT WASHER DIN 125A ZINC BLUE (17i/d X 30o/d 3thk) 16 125A ZB |  | 19 month(s) | 6382 | 0 | 335.89
M16 GR8 HEX NUT Z/BLUE 16 934 GR8 ZB | M16 GR8 HEX NUT Z/BLUE 16 934 GR8 ZB |  | 19 month(s) | 4624 | 0 | 243.37
M16 HEX | M16 HEX NUT HOT DIP GALV |  | 1 month(s) | 4 | 0 | 4
M16 HEX NUT (S/S) | M16 HEX NUT STAINLESS STEEL A2 | FASTENERS | 1 month(s) | 200 | 0 | 200
M16 LOCK NUT | M16 HT LOCK NUT |  | 1 month(s) | 300 | 0 | 300
M16*1 | MM16*1 M/S THREADED ROD Z/BLUE - 16*1 975 ZB |  | 6 month(s) | 30 | 0 | 5
M16*110 | M16*110 GR8.8 HEX BOLT HOT |  | 1 month(s) | 4 | 0 | 4
M16*120 HT HEX SET SCREW | M16*120 HT HEX SET SCREW 16X120 933 8.8 |  | 15 month(s) | 1300 | 0 | 86.67
M16*20 | M16*20 Hex Set Screws |  | 3 month(s) | 420 | 0 | 140
M16*40 HT HEX SET SCREW 8 . 8 Z/BLUE 16X40 933 8 . 8 ZB | M16*40 HT HEX SET SCREW 8 . 8 Z/BLUE 16X40 933 8 . 8 ZB |  | 5 month(s) | 320 | 0 | 64
M16X110 HT SET SCREW 16X110 933 8.8 | M16X110 HT SET SCREW 16X110 933 8.8 |  | 1 month(s) | 10 | 0 | 10
M16X130 HT | M16X130 HT SET SCREW MECH |  | 1 month(s) | 2 | 0 | 2
M16X90 | M16X90 HT HEX SET SCREWS Z/BLUE |  | 1 month(s) | 300 | 0 | 300
M20 DIN 580 TESTED EYE BOLT GALV M20EYE OLD | M20 DIN 580 TESTED EYE BOLT GALV M20EYE OLD |  | 1 month(s) | 8 | 0 | 8
M20*20 GRUB SCREW Z/BLUE 20X20 916 14.9 ZB | M20*20 GRUB SCREW Z/BLUE 20X20 916 14.9 ZB |  | 1 month(s) | 1 | 0 | 1
M5 HT NUT Z/BLUE 5 934 GR8 ZB | M5 HT NUT Z/BLUE 5 934 GR8 ZB |  | 16 month(s) | 1450 | 0 | 90.62
M5*16 HT HEX SET SCREW Z/BLUE 5X16 933 8.8 ZB | M5*16 HT HEX SET SCREW Z/BLUE 5X16 933 8.8 ZB |  | 17 month(s) | 1820 | 0 | 107.06
M5*45 HT HEX SET SCREW 5X45 933 8 . 8 | M5*45 HT HEX SET SCREW 5X45 933 8 . 8 |  | 2 month(s) | 260 | 0 | 130
M5001- | Majax-2 500 20.C.8 Mancooler c/w 2.2 kW 2P 525V With Start/Stop Box |  | 15 month(s) | 2 | 1 | 0.13
M5X16X1.5 | HT Flat washer |  | 5 month(s) | 900 | 0 | 180
M5X25 | HEX SET SCREW - S/S 304 - A2 |  | 1 month(s) | 240 | 0 | 240
M6 (6.4 X12X1.6) FLAT WASHER DIN 125A ZINC BLUE | M6 (6.4 X12X1.6) FLAT WASHER DIN 125A ZINC BLUE |  | 19 month(s) | 5700 | 0 | 300
M6 HT HEX NUT Z/BLUE 6 934 GR8 ZB | M6 HT HEX NUT Z/BLUE 6 934 GR8 ZB |  | 18 month(s) | 800 | 0 | 44.44
M6 HT NYLOCK NUT | M6 HT NYLOCK NUT |  | 18 month(s) | 2850 | 0 | 158.33
M6*16 CSK ALLEN CAP SCREW MECHANICAL YELLOW 6X16 7991 10.9 MY | M6*16 CSK ALLEN CAP SCREW MECHANICAL YELLOW 6X16 7991 10.9 MY |  | 1 month(s) | 30 | 0 | 30
M6*16 HT HEX SET SCREW ENVIROPAS 6X16 933 8.8 EN | M6*16 HT HEX SET SCREW ENVIROPAS 6X16 933 8.8 EN |  | 18 month(s) | 1000 | 0 | 55.56
M6*25 | M6*25 HT HEX SET SCREW S/S A2 |  | 1 month(s) | 300 | 0 | 300
M6*25 HT HEX SET SCREW Z/BLUE | M6*25 HT HEX SET SCREW Z/BLUE |  | 16 month(s) | 3100 | 0 | 193.75
M6*35 HT SET SCREW Z/BLUE 6X35 933 8.8 ZB | M6*35 HT SET SCREW Z/BLUE 6X35 933 8.8 ZB |  | 16 month(s) | 800 | 0 | 50
M6X20X2 | M6x20x2 - Flat Washer Zinc Blue | Accessories | 7 month(s) | 1600 | 0 | 228.57
M8 . 4*20*3 FLAT WASHER Z/BLUE 8X20X3 OLD ZB | M8 . 4*20*3 FLAT WASHER Z/BLUE 8X20X3 OLD ZB |  | 7 month(s) | 700 | 0 | 100
M8 ANCHOR BOLTS | M8 ANCHOR BOLTS |  | 1 month(s) | 20 | 0 | 20
M8 FLAT WASHER DIN 125A ZINC BLUE (8 . 4ID*16OD*1.6THICK) 8 125A ZB | M8 FLAT WASHER DIN 125A ZINC BLUE (8 . 4ID*16OD*1.6THICK) 8 125A ZB |  | 17 month(s) | 2300 | 0 | 135.29
M8 HT NYLOCK NUT 8 985 GR8 | M8 HT NYLOCK NUT 8 985 GR8 |  | 17 month(s) | 1850 | 0 | 108.82
M8 NUT | M8 HEX NUT ZINC/BLUE |  | 6 month(s) | 350 | 0 | 58.33
M8*16 | M8*16 HT SET SCREW S/S A2 |  | 1 month(s) | 300 | 0 | 300
M8*16 HT SET SCREW Z/BLUE | M8*16 HT SET SCREW Z/BLUE |  | 19 month(s) | 1590 | 0 | 83.68
M8*25 HT HEX 8 . 8 SET SCREW Z/BLUE 8X25 933 8 . 8 ZB | M8*25 HT HEX 8 . 8 SET SCREW Z/BLUE 8X25 933 8 . 8 ZB |  | 5 month(s) | 700 | 0 | 140
M8X25 | HEX SET SCREW - S/S 304 - A2 |  | 1 month(s) | 240 | 0 | 240
M8X70 | M8X70 HT HEX SET SCREWS ZINC/BLUE |  | 4 month(s) | 520 | 0 | 130
MANUFACTURE RAW CASINGS | RAW CASING |  | 2 month(s) | 94 | 0 | 47
MB1000UG | 1000diam mounting brackets Ungalvanized (4 per set) | FM - DONKIN | 1 month(s) | 12 | 0 | 12
MB315 | 315diam mounting brackets |  | 1 month(s) | 2 | 0 | 2
MB400 | 400diam mounting brackets |  | 1 month(s) | 2 | 0 | 2
MB500 | 500diam mounting brackets |  | 1 month(s) | 1 | 0 | 1
MB560 | 560diam mounting brackets |  | 1 month(s) | 1 | 0 | 1
MB630 | 630diam Mounting Brackets (4 per set) | FM - DONKIN | 1 month(s) | 10 | 0 | 10
MB630UG | 630diam Mounting Brackets Ungalvanized (4 per set) | FM - DONKIN | 1 month(s) | 35 | 0 | 35
MB710 | 710diam mounting brackets (4 per set) | FM - DONKIN | 1 month(s) | 9 | 0 | 9
MB710UG | 710diam mounting brackets Ungalvanized (4 per set) | FM - DONKIN | 1 month(s) | 32 | 0 | 32
MB800 | 800diam mounting brackets |  | 21 month(s) | 9 | 0 | 0.43
MB800UG | 800diam mounting brackets Ungalvanized (4 per set) | FM - DONKIN | 2 month(s) | 44 | 0 | 22
MB900UG | 900diam mounting brackets Ungalvanized (4 per set) | FM - DONKIN | 1 month(s) | 24 | 0 | 24
MF12504008 | MFAJAX-3 1250 c/w 4,00KW 8P 380V | FM - DONKIN | 3 month(s) | 0 | 2 | 0.67
MFA100011004 | MAXFLO 1000/250/14 A c/w 11,00KW 4P 380V | FM - DONKIN | 32 month(s) | 5 | 2 | 0.16
MFA10004004 | MAXFLO 1000/250/14 A c/w 4,00KW 4P 380V | FM - DONKIN | 1 month(s) | 1 | 0 | 1
MFA10005504 | MAXFLO 1000/250/14 A c/w 5,50KW 4P 380V | FM - DONKIN | 11 month(s) | 0 | 2 | 0.18
MFA3150552 | MAXFLO 315/150/10 A c/w 0,55KW 2P 380V | FM - DONKIN | 20 month(s) | 0 | 18 | 0.9
MFA3150752 | MAXFLO 315/150/10 A c/w 0,75KW 2P 380V | FM - DONKIN | 18 month(s) | 0 | 10 | 0.56
MFA4000374 | MAXFLO 400/150/10 A c/w 0,37KW 4P 380V | FM - DONKIN | 16 month(s) | 0 | 7 | 0.44
MFA4000552 | MAXFLO 400/150/10 A c/w 0,55KW 2P 380V | FM - DONKIN | 1 month(s) | 0 | 1 | 1
MFA4000752 | MAXFLO 400/150/10 A c/w 0,75KW 2P 380V | FM - DONKIN | 10 month(s) | 0 | 4 | 0.4
MFA4001102 | MAXFLO 400/150/10 A c/w 1,10KW 2P 380V | FM - DONKIN | 27 month(s) | 4 | 16 | 0.59
MFA4001502 | MAXFLO 400/150/10 A c/w 1.50KW 2P 380V | FM - DONKIN | 1 month(s) | 0 | 1 | 1
MFA5000554 | MAXFLO 500/150/10 A c/w 0,55KW 4P 380V | FM - DONKIN | 27 month(s) | 1 | 8 | 0.3
MFA5000754 | MAXFLO 500/150/10 A c/w 0,75KW 4P 380V | FM - DONKIN | 6 month(s) | 0 | 5 | 0.83
MFA5001102 | MAXFLO 500/150/10 A c/w 1,10KW 2P 380V | FM - DONKIN | 13 month(s) | 0 | 8 | 0.62
MFA5001104 | MAXFLO 500/150/10 A c/w 1,10KW 4P 380V | FM - DONKIN | 13 month(s) | 0 | 4 | 0.31
MFA5002202 | MAXFLO 500/150/10 A c/w 2,20KW 2P 380V | FM - DONKIN | 30 month(s) | 2 | 2 | 0.07
MFA5003002 | MAXFLO 500/150/10 A c/w 3KW 2P 380V |  | 1 month(s) | 0 | 1 | 1
MFA5004002 | MAXFLO 500/150/10 A c/w 4,00KW 2P 380V | FM - DONKIN | 30 month(s) | 0 | 11 | 0.37
MFA90011004 | MAXFLO 900/250/14 A c/w 11,00KW 4P 380V | FM - DONKIN | 1 month(s) | 1 | 0 | 1
MFA9001506 | MAXFLO 900/250/14 A c/w 1,50KW 6P 380V | FM - DONKIN | 1 month(s) | 0 | 1 | 1
MFA9002204 | MAXFLO 900/250/14 A c/w 2,20KW 4P 380V | FM - DONKIN | 1 month(s) | 1 | 0 | 1
MFA9003004 | MAXFLO 900/250/14 A c/w 3,00KW 4P 380V | FM - DONKIN | 5 month(s) | 0 | 2 | 0.4
MFA9004004 | MAXFLO 900/250/14 A c/w 4,00KW 4P 380V | FM - DONKIN | 1 month(s) | 0 | 1 | 1
MFA9005504 | MAXFLO 900/250/14 A c/w 5,50KW 4P 380V | FM - DONKIN | 8 month(s) | 0 | 5 | 0.62
MFA9007504 | MAXFLO 900/250/14 A c/w 7,50KW 4P 380V | FM - DONKIN | 1 month(s) | 0 | 1 | 1
MFAY5600374 | MAXFLO 560/150/10 A c/w 0,37KW 4P 380V | FM - DONKIN | 1 month(s) | 0 | 1 | 1
MFAY5600554 | MAXFLO 560/150/10 A c/w 0,55KW 4P 380V | FM - DONKIN | 28 month(s) | 1 | 8 | 0.29
MFAY5600754 | MAXFLO 560/150/10 A c/w 0,75KW 4P 380V | FM - DONKIN | 16 month(s) | 0 | 10 | 0.62
MFAY5601104 | MAXFLO 560/150/10 A c/w 1,10KW 4P 380V | FM - DONKIN | 33 month(s) | 0 | 11 | 0.33
MFAY5601504 | MAXFLO 560/150/10 A c/w 1,50KW 4P 380V | FM - DONKIN | 4 month(s) | 0 | 3 | 0.75
MFAY5602202 | MAXFLO 560/150/10 A c/w 2,20KW 2P 380V | FM - DONKIN | 1 month(s) | 0 | 2 | 2
MFAY5604002 | MAXFLO 560/150/10 A c/w 4,00KW 2P 380V | FM - DONKIN | 1 month(s) | 0 | 2 | 2
MFAY6300554 | MAXFLO 630/150/10 A c/w 0,55KW 4P 380V | FM - DONKIN | 1 month(s) | 2 | 0 | 2
MFAY6300556 | MAXFLO 630/150/10 A c/w 0,55KW 6P 380V | FM - DONKIN | 1 month(s) | 0 | 1 | 1
MFAY6300754 | MAXFLO 630/150/10 A c/w 0,75KW 4P 380V | FM - DONKIN | 1 month(s) | 0 | 4 | 4
MFAY6301104 | MAXFLO 630/150/10 A c/w 1,10KW 4P 380V | FM - DONKIN | 4 month(s) | 0 | 3 | 0.75
MFAY6301504 | MAXFLO 630/150/10 A c/w 1,50KW 4P 380V | FM - DONKIN | 12 month(s) | 0 | 8 | 0.67
MFAY6302204 | MAXFLO 630/150/10 A c/w 2,20KW 4P 380V | FM - DONKIN | 11 month(s) | 0 | 8 | 0.73
MFAY7101104 | MAXFLO 710/150/10 A c/w 1,10KW 4P 380V | FM - DONKIN | 24 month(s) | 12 | 3 | 0.5
MFAY7101504 | MAXFLO 710/150/10 A c/w 1,50KW 4P 380V | FM - DONKIN | 4 month(s) | 0 | 8 | 2
MFAY7102204 | MAXFLO 710/150/10 A c/w 2,20KW 4P 380V | FM - DONKIN | 1 month(s) | 0 | 1 | 1
MFAY7104004 | MAXFLO 710/150/10 A c/w 4,00KW 4P 380V | FM - DONKIN | 17 month(s) | 1 | 6 | 0.35
MFAY8001504 | MAXFLO 800/150/10 A c/w 1,50KW 4P 380V | FM - DONKIN | 1 month(s) | 0 | 1 | 1
MFAY8002204 | MAXFLO 800/150/10 A c/w 2,20KW 4P 380V | FM - DONKIN | 1 month(s) | 0 | 3 | 3
MFAY8003004 | MAXFLO 800/150/10 A c/w 3,00KW 4P 380V | FM - DONKIN | 6 month(s) | 0 | 3 | 0.5
MFAY8004004 | MAXFLO 800/150/10 A c/w 4,00KW 4P 380V | FM - DONKIN | 1 month(s) | 0 | 1 | 1
MFAY8007504 | MAXFLO 800/150/10 A c/w 7,50KW 4P 380V | FM - DONKIN | 1 month(s) | 0 | 1 | 1
MFAZ5600554 | MAXFLO 560/250/14 A c/w 0,55KW 4P 380V | FM - DONKIN | 17 month(s) | 0 | 6 | 0.35
MFAZ5600754 | MAXFLO 560/250/14 A c/w 0,75KW 4P 380V | FM - DONKIN | 12 month(s) | 0 | 15 | 1.25
MFAZ5601104 | MAXFLO 560/250/14 A c/w 1,10KW 4P 380V | FM - DONKIN | 13 month(s) | 0 | 5 | 0.38
MFAZ5601504 | MAXFLO 560/250/14 A c/w 1,50KW 4P 380V | FM - DONKIN | 1 month(s) | 0 | 3 | 3
MFAZ5602202 | MAXFLO 560/250/14 A c/w 2,20KW 2P 380V | FM - DONKIN | 10 month(s) | 0 | 3 | 0.3
MFAZ5604002 | MAXFLO 560/250/14 A c/w 4,00KW 2P 380V | FM - DONKIN | 31 month(s) | 1 | 2 | 0.06
MFAZ6300374 | MAXFLO 630/250/14 A c/w 0,37KW 4P 380V | FM - DONKIN | 1 month(s) | 1 | 0 | 1
MFAZ6300554 | MAXFLO 630/250/14 A c/w 0,55KW 4P 380V | FM - DONKIN | 1 month(s) | 0 | 1 | 1
MFAZ6300754 | MAXFLO 630/250/14 A c/w 0,75KW 4P 380V | FM - DONKIN | 1 month(s) | 0 | 1 | 1
MFAZ6301104 | MAXFLO 630/250/14 A c/w 1,10KW 4P 380V | FM - DONKIN | 26 month(s) | 3 | 5 | 0.19
MFAZ6301504 | MAXFLO 630/250/14 A c/w 1,50KW 4P 380V | FM - DONKIN | 19 month(s) | 1 | 8 | 0.42
MFAZ6302204 | MAXFLO 630/250/14 A c/w 2,20KW 4P 380V | FM - DONKIN | 19 month(s) | 0 | 17 | 0.89
MFAZ6303004 | MAXFLO 630/250/14 A c/w 3,00KW 4P 380V | FM - DONKIN | 20 month(s) | 0 | 3 | 0.15
MFAZ7101104 | MAXFLO 710/250/14 A c/w 1,10KW 4P 380V | FM - DONKIN | 25 month(s) | 2 | 14 | 0.56
MFAZ7101504 | MAXFLO 710/250/14 A c/w 1,50KW 4P 380V | FM - DONKIN | 5 month(s) | 0 | 2 | 0.4
MFAZ7102204 | MAXFLO 710/250/14 A c/w 2,20KW 4P 380V | FM - DONKIN | 12 month(s) | 0 | 3 | 0.25
MFAZ7104004 | MAXFLO 710/250/14 A c/w 4,00KW 4P 380V | FM - DONKIN | 11 month(s) | 0 | 7 | 0.64
MFAZ7105504 | MAXFLO 710/250/14 A c/w 5,50KW 4P 380V | FM - DONKIN | 22 month(s) | 2 | 3 | 0.14
MFAZ8002204 | MAXFLO 800/250/14 A c/w 2,20KW 4P 380V | FM - DONKIN | 16 month(s) | 1 | 2 | 0.12
MFAZ8003004 | MAXFLO 800/250/14 A c/w 3,00KW 4P 380V | FM - DONKIN | 4 month(s) | 0 | 3 | 0.75
MFAZ8004004 | MAXFLO 800/250/14 A c/w 4,00KW 4P 380V | FM - DONKIN | 1 month(s) | 0 | 3 | 3
MFAZ8005504 | MAXFLO 800/250/14 A c/w 5,50KW 4P 380V | FM - DONKIN | 1 month(s) | 0 | 5 | 5
MFP10005504 | MAXFLO 1000/250/14 P c/w 5,50KW 4P 380V | FM - DONKIN | 17 month(s) | 0 | 2 | 0.12
MFP10007504 | MAXFLO 1000/250/14 P c/w 7,50KW 4P 380V | FM - DONKIN | 4 month(s) | 0 | 2 | 0.5
MFP3150254 | MAXFLO 315/150/10 P c/w 0,25KW 4P 380V | FM - DONKIN | 27 month(s) | 4 | 10 | 0.37
MFP3150374 | MAXFLO 315/150/10 P c/w 0,37KW 4P 380V | FM - DONKIN | 19 month(s) | 0 | 5 | 0.26
MFP3150552 | MAXFLO 315/150/10 P c/w 0,55KW 2P 380V | FM - DONKIN | 25 month(s) | 4 | 30 | 1.2
MFP3150752 | MAXFLO 315/150/10 P c/w 0,75KW 2P 380V | FM - DONKIN | 19 month(s) | 1 | 2 | 0.11
MFP4000254 | MAXFLO 400/150/10 P c/w 0,25KW 4P 380V | FM - DONKIN | 12 month(s) | 7 | 9 | 0.75
MFP4000374 | MAXFLO 400/150/10 P c/w 0,37KW 4P 380V | FM - DONKIN | 7 month(s) | 3 | 5 | 0.71
MFP4000552 | MAXFLO 400/150/10 P c/w 0,55KW 2P 380V | FM - DONKIN | 15 month(s) | 0 | 2 | 0.13
MFP4000554 | MAXFLO 400/150/10 P c/w 0,55KW 4P 380V | FM - DONKIN | 4 month(s) | 0 | 4 | 1
MFP4000752 | MAXFLO 400/150/10 P c/w 0,75KW 2P 380V | FM - DONKIN | 9 month(s) | 0 | 3 | 0.33
MFP4001102 | MAXFLO 400/150/10 P c/w 1,10KW 2P 380V | FM - DONKIN | 27 month(s) | 2 | 26 | 0.96
MFP5000374 | MAXFLO 500/150/10 P c/w 0,37KW 4P 380V | FM - DONKIN | 31 month(s) | 3 | 16 | 0.52
MFP5000554 | MAXFLO 500/150/10 P c/w 0,55KW 4P 380V | FM - DONKIN | 19 month(s) | 1 | 7 | 0.37
MFP5000754 | MAXFLO 500/150/10 P c/w 0,75KW 4P 380V | FM - DONKIN | 16 month(s) | 0 | 2 | 0.12
MFP5001102 | MAXFLO 500/150/10 P c/w 1,10KW 2P 380V | FM - DONKIN | 1 month(s) | 0 | 1 | 1
MFP5001104 | MAXFLO 500/150/10 P c/w 1,10KW 4P 380V | FM - DONKIN | 1 month(s) | 0 | 1 | 1
MFP5001504 | MAXFLO 500/150/10 P c/w 1,50KW 4P 380V | FM - DONKIN | 1 month(s) | 0 | 1 | 1
MFP5002202 | MAXFLO 500/150/10 P c/w 2,20KW 2P 380V | FM - DONKIN | 1 month(s) | 1 | 1 | 1
MFP5004002 | MAXFLO 500/150/10 P c/w 4,00KW 2P 380V | FM - DONKIN | 1 month(s) | 4 | 0 | 4
MFP9002204 | MAXFLO 900/250/14 P c/w 2,20KW 4P 380V | FM - DONKIN | 1 month(s) | 0 | 1 | 1
MFP9004004 | MAXFLO 900/250/14 P c/w 4,00KW 4P 380V | FM - DONKIN | 1 month(s) | 0 | 1 | 1
MFP9005504 | MAXFLO 900/250/14 P c/w 5,50KW 4P 380V | FM - DONKIN | 1 month(s) | 0 | 1 | 1
MFPY5600374 | MAXFLO 560/150/10 P c/w 0,37KW 4P 380V | FM - DONKIN | 1 month(s) | 0 | 1 | 1
MFPY5600554 | MAXFLO 560/150/10 P c/w 0,55KW 4P 380V | FM - DONKIN | 33 month(s) | 5 | 9 | 0.27
MFPY5600754 | MAXFLO 560/150/10 P c/w 0,75KW 4P 380V | FM - DONKIN | 11 month(s) | 3 | 7 | 0.64
MFPY5601104 | MAXFLO 560/150/10 P c/w 1,10KW 4P 380V | FM - DONKIN | 16 month(s) | 2 | 5 | 0.31
MFPY6300554 | MAXFLO 630/150/10 P c/w 0,55KW 4P 380V | FM - DONKIN | 1 month(s) | 0 | 2 | 2
MFPY6300754 | MAXFLO 630/150/10 P c/w 0,75KW 4P 380V | FM - DONKIN | 30 month(s) | 4 | 1 | 0.13
MFPY6301104 | MAXFLO 630/150/10 P c/w 1,10KW 4P 380V | FM - DONKIN | 1 month(s) | 1 | 2 | 2
MFPY6302204 | MAXFLO 630/150/10 P c/w 2,20KW 4P 380V | FM - DONKIN | 1 month(s) | 0 | 3 | 3
MFPY6303004 | MAXFLO 630/150/10 P c/w 3,00KW 4P 380V | FM - DONKIN | 12 month(s) | 0 | 2 | 0.17
MFPY7101104 | MAXFLO 710/150/10 P c/w 1,10KW 4P 380V | FM - DONKIN | 1 month(s) | 0 | 2 | 2
MFPY7102204 | MAXFLO 710/150/10 P c/w 2,20KW 4P 380V | FM - DONKIN | 1 month(s) | 0 | 1 | 1
MFPY7104004 | MAXFLO 710/150/10 P c/w 4,00KW 4P 380V | FM - DONKIN | 1 month(s) | 0 | 1 | 1
MFPY8003004 | MAXFLO 800/150/10 P c/w 3,00KW 4P 380V | FM - DONKIN | 1 month(s) | 0 | 1 | 1
MFPY8005504 | MAXFLO 800/150/10 P c/w 5,50KW 4P 380V | FM - DONKIN | 1 month(s) | 0 | 1 | 1
MFPZ5600554 | MAXFLO 560/250/14 P c/w 0,55KW 4P 380V | FM - DONKIN | 25 month(s) | 5 | 3 | 0.2
MFPZ5600556 | MAXFLO 560/250/14 P c/w 0,55KW 6P 380V | FM - DONKIN | 1 month(s) | 0 | 1 | 1
MFPZ5600754 | MAXFLO 560/250/14 P c/w 0,75KW 4P 380V | FM - DONKIN | 25 month(s) | 1 | 5 | 0.2
MFPZ5601104 | MAXFLO 560/250/14 P c/w 1,10KW 4P 380V | FM - DONKIN | 25 month(s) | 1 | 2 | 0.08
MFPZ5601504 | MAXFLO 560/250/14 P c/w 1,50KW 4P 380V | FM - DONKIN | 2 month(s) | 0 | 2 | 1
MFPZ5602202 | MAXFLO 560/250/14 P c/w 2,20KW 2P 380V | FM - DONKIN | 1 month(s) | 0 | 1 | 1
MFPZ6300554 | MAXFLO 630/250/14 P c/w 0,55KW 4P 380V | FM - DONKIN | 16 month(s) | 1 | 1 | 0.06
MFPZ6300754 | MAXFLO 630/250/14 P c/w 0,75KW 4P 380V | FM - DONKIN | 1 month(s) | 0 | 4 | 4
MFPZ6301104 | MAXFLO 630/250/14 P c/w 1,10KW 4P 380V | FM - DONKIN | 20 month(s) | 2 | 3 | 0.15
MFPZ6301504 | MAXFLO 630/250/14 P c/w 1,50KW 4P 380V | FM - DONKIN | 1 month(s) | 0 | 2 | 2
MFPZ6302204 | MAXFLO 630/250/14 P c/w 2,20KW 4P 380V | FM - DONKIN | 1 month(s) | 0 | 1 | 1
MFPZ6303004 | MAXFLO 630/250/14 P c/w 3,00KW 4P 380V | FM - DONKIN | 17 month(s) | 1 | 4 | 0.24
MFPZ7101504 | MAXFLO 710/250/14 P c/w 1,50KW 4P 380V | FM - DONKIN | 21 month(s) | 1 | 7 | 0.33
MFPZ7103004 | MAXFLO 710/250/14 P c/w 3,00KW 4P 380V | FM - DONKIN | 12 month(s) | 0 | 3 | 0.25
MFPZ7104004 | MAXFLO 710/250/14 P c/w 4,00KW 4P 380V | FM - DONKIN | 1 month(s) | 0 | 1 | 1
MFPZ8002204 | MAXFLO 800/250/14 P c/w 2,20KW 4P 380V | FM - DONKIN | 1 month(s) | 1 | 1 | 1
MFPZ8003004 | MAXFLO 800/250/14 P c/w 3,00KW 4P 380V | FM - DONKIN | 10 month(s) | 0 | 4 | 0.4
MFPZ8004004 | MAXFLO 800/250/14 P c/w 4,00KW 4P 380V | FM - DONKIN | 1 month(s) | 0 | 2 | 2
MFPZ8005504 | MAXFLO 800/250/14 P c/w 5,50KW 4P 380V | FM - DONKIN | 1 month(s) | 0 | 1 | 1
MH125045004 | MFAJAX-3 1250 c/w 45,00KW 4P 380V | FM - DONKIN | 1 month(s) | 2 | 2 | 2
MJ1500 | Majax-1 470 Impeller |  | 1 month(s) | 0 | 2 | 2
MR60Hz | Rewind motor to 60Hz incl. SATMOS Treatment |  | 1 month(s) | 0 | 1 | 1
MRAD315 | MRAD 315 | FM - KAYITES | 29 month(s) | 0 | 2 | 0.07
MS3150552 | MAJAX-3 315 c/w 0,55KW 2P 220V | FM - DONKIN | 1 month(s) | 0 | 1 | 1
MS5605502 | MAJAX-3 560 c/w 5,50KW 2P 220V | FM - DONKIN | 1 month(s) | 1 | 1 | 1
MT-PROMIG 250T | PROMIG 250T MACHINE |  | 1 month(s) | 1 | 0 | 1
MT100011004 | MAJAX-3 1000 c/w 11,00KW 4P 380V | FM - DONKIN | 23 month(s) | 2 | 7 | 0.3
MT100011006 | MAJAX-3 1000 c/w 11,00KW 6P 380V | FM - DONKIN | 1 month(s) | 1 | 0 | 1
MT100015004 | MAJAX-3 1000 c/w 15,00KW 4P 380V | FM - DONKIN | 7 month(s) | 6 | 3 | 0.86
MT100018504 | MAJAX-3 1000 c/w 18,50KW 4P 380V | FM - DONKIN | 1 month(s) | 2 | 2 | 2
MT100022004 | MAJAX-3 1000 c/w 22,00KW 4P 380V | FM - DONKIN | 8 month(s) | 0 | 3 | 0.38
MT10004004 | MAJAX-3 1000 c/w 4,00KW 4P 380V | FM - DONKIN | 8 month(s) | 1 | 1 | 0.12
MT10005504 | MAJAX-3 1000 c/w 5,50KW 4P 380V | FM - DONKIN | 1 month(s) | 1 | 1 | 1
MT10005506 | MAJAX-3 1000 c/w 5,50KW 6P 380V | FM - DONKIN | 1 month(s) | 1 | 1 | 1
MT10007504 | MAJAX-3 1000 c/w 7,50KW 4P 380V | FM - DONKIN | 6 month(s) | 0 | 4 | 0.67
MT10007506 | MAJAX-3 1000 c/w 7,50KW 6P 380V | FM - DONKIN | 1 month(s) | 1 | 1 | 1
MT3150254 | MAJAX-3 315 c/w 0,25KW 4P 380V | FM - DONKIN | 29 month(s) | 3 | 21 | 0.72
MT3150552 | MAJAX-3 315 c/w 0,55KW 2P 380V | FM - DONKIN | 32 month(s) | 13 | 36 | 1.12
MT4000186 | MAJAX-3 400 c/w 0,18KW 6P 380V | FM - DONKIN | 1 month(s) | 2 | 0 | 2
MT4000254 | MAJAX-3 400 c/w 0,25KW 4P 380V | FM - DONKIN | 25 month(s) | 1 | 3 | 0.12
MT4000374 | MAJAX-3 400 c/w 0,37KW 4P 380V | FM - DONKIN | 3 month(s) | 3 | 1 | 1
MT4000552 | MAJAX-3 400 c/w 0,55KW 2P 380V | FM - DONKIN | 30 month(s) | 16 | 33 | 1.1
MT4001102 | MAJAX-3 400 c/w 1,10KW 2P 380V | FM - DONKIN | 33 month(s) | 6 | 14 | 0.42
MT4001502 | MAJAX-3 400 c/w 1,50KW 2P 380V | FM - DONKIN | 14 month(s) | 2 | 4 | 0.29
MT4002202 | MAJAX-3 400 c/w 2,20KW 2P 380V | FM - DONKIN | 1 month(s) | 2 | 2 | 2
MT4007502 | MAJAX 400 c/w 0.75kW 2Pole 380V |  | 1 month(s) | 0 | 2 | 2
MT5000186 | MAJAX-3 500 c/w 0,18KW 6P 380V | FM - DONKIN | 1 month(s) | 1 | 0 | 1
MT5000254 | MAJAX-3 500 c/w 0,25KW 4P 380V | FM - DONKIN | 1 month(s) | 1 | 1 | 1
MT5000374 | MAJAX-3 500 c/w 0,37KW 4P 380V | FM - DONKIN | 31 month(s) | 1 | 6 | 0.19
MT5000554 | MAJAX-3 500 c/w 0,55KW 4P 380V | FM - DONKIN | 16 month(s) | 0 | 2 | 0.12
MT5000556 | MAJAX-3 500 c/w 0,55KW 6P 380V | FM - DONKIN | 1 month(s) | 1 | 1 | 1
MT5000754 | MAJAX-3 500 c/w 0,75KW 4P 380V | FM - DONKIN | 31 month(s) | 0 | 6 | 0.19
MT5001102 | MAJAX-3 500 c/w 1,10KW 2P 380V | FM - DONKIN | 19 month(s) | 6 | 14 | 0.74
MT5001104 | MAJAX-3 500 c/w 1,10KW 4P 380V | FM - DONKIN | 1 month(s) | 0 | 3 | 3
MT5001502 | MAJAX-3 500 c/w 1,50KW 2P 380V | FM - DONKIN | 25 month(s) | 2 | 6 | 0.24
MT5002202 | MAJAX-3 500 c/w 2,20KW 2P 380V | FM - DONKIN | 24 month(s) | 4 | 6 | 0.25
MT5004002 | MAJAX-3 500 c/w 4,00KW 2P 380V | FM - DONKIN | 27 month(s) | 2 | 7 | 0.26
MT5600374 | MAJAX-3 560 c/w 0,37KW 4P 380V | FM - DONKIN | 16 month(s) | 0 | 8 | 0.5
MT5600554 | MAJAX-3 560 c/w 0,55KW 4P 380V | FM - DONKIN | 25 month(s) | 4 | 5 | 0.2
MT5600556 | MAJAX-3 560 c/w 0,55KW 6P 380V | FM - DONKIN | 1 month(s) | 1 | 0 | 1
MT5600754 | MAJAX-3 560 c/w 0,75KW 4P 380V | FM - DONKIN | 25 month(s) | 2 | 4 | 0.16
MT5601104 | MAJAX-3 560 c/w 1,10KW 4P 380V | FM - DONKIN | 18 month(s) | 8 | 7 | 0.44
MT5601502 | MAJAX-3 560 c/w 1,50KW 2P 380V | FM - DONKIN | 1 month(s) | 1 | 0 | 1
MT5601504 | MAJAX-3 560 c/w 1,50KW 4P 380V | FM - DONKIN | 6 month(s) | 3 | 4 | 0.67
MT5602202 | MAJAX-3 560 c/w 2,20KW 2P 380V | FM - DONKIN | 20 month(s) | 1 | 6 | 0.3
MT5604002 | MAJAX-3 560 c/w 4,00KW 2P 380V | FM - DONKIN | 13 month(s) | 10 | 9 | 0.77
MT6300186 | MAJAX-3 630 c/w 0,18KW 6P 380V | FM - DONKIN | 18 month(s) | 9 | 4 | 0.5
MT6300374 | MAJAX-3 630 c/w 0,37KW 4P 380V | FM - DONKIN | 1 month(s) | 0 | 1 | 1
MT6300554 | MAJAX-3 630 c/w 0,55KW 4P 380V | FM - DONKIN | 7 month(s) | 1 | 3 | 0.43
MT6300556 | MAJAX-3 630 c/w 0,55KW 6P 380V | FM - DONKIN | 2 month(s) | 1 | 1 | 0.5
MT6300754 | MAJAX-3 630 c/w 0,75KW 4P 380V | FM - DONKIN | 8 month(s) | 0 | 2 | 0.25
MT6300756 | MAJAX-3 630 c/w 0,75KW 6P 380V | FM - DONKIN | 1 month(s) | 0 | 1 | 1
MT6301104 | MAJAX-3 630 c/w 1,10KW 4P 380V | FM - DONKIN | 31 month(s) | 6 | 21 | 0.68
MT6301504 | MAJAX-3 630 c/w 1,50KW 4P 380V | FM - DONKIN | 21 month(s) | 1 | 8 | 0.38
MT6302204 | MAJAX-3 630 c/w 2,20KW 4P 380V | FM - DONKIN | 6 month(s) | 0 | 4 | 0.67
MT6303004 | MAJAX-3 630 c/w 3,00KW 4P 380V | FM - DONKIN | 10 month(s) | 0 | 3 | 0.3
MT6305502 | MAJAX-3 630 c/w 5,50KW 2P 380V | FM - DONKIN | 15 month(s) | 2 | 2 | 0.13
MT6307502 | MAJAX-3 630 c/w 7,50KW 2P 380V | FM - DONKIN | 32 month(s) | 4 | 10 | 0.31
MT7100554 | MAJAX-3 710 c/w 0,55KW 4P 380V | FM - DONKIN | 1 month(s) | 0 | 1 | 1
MT7100754 | MAJAX-3 710 c/w 0,75KW 4P 380V | FM - DONKIN | 1 month(s) | 1 | 1 | 1
MT7101104 | MAJAX-3 710 c/w 1,10KW 4P 380V | FM - DONKIN | 20 month(s) | 0 | 4 | 0.2
MT7101504 | MAJAX-3 710 c/w 1,50KW 4P 380V | FM - DONKIN | 8 month(s) | 2 | 8 | 1
MT7102204 | MAJAX-3 710 c/w 2,20KW 4P 380V | FM - DONKIN | 16 month(s) | 2 | 7 | 0.44
MT7103004 | MAJAX-3 710 c/w 3,00KW 4P 380V | FM - DONKIN | 3 month(s) | 0 | 2 | 0.67
MT7104004 | MAJAX-3 710 c/w 4,00KW 4P 380V | FM - DONKIN | 2 month(s) | 0 | 4 | 2
MT7603004 | Majax-2 760-32-E-8 c/w 3.0KW 4P 380V |  | 1 month(s) | 0 | 1 | 1
MT8000556 | MAJAX-3 800 c/w 0,55KW 6P 380V | FM - DONKIN | 1 month(s) | 0 | 3 | 3
MT8001106 | MAJAX-3 800 c/w 1,10KW 6P 380V | FM - DONKIN | 1 month(s) | 0 | 2 | 2
MT8002204 | MAJAX-3 800 c/w 2,20KW 4P 380V | FM - DONKIN | 10 month(s) | 4 | 3 | 0.4
MT8003004 | MAJAX-3 800 c/w 3,00KW 4P 380V | FM - DONKIN | 28 month(s) | 9 | 29 | 1.04
MT8004004 | MAJAX-3 800 c/w 4,00KW 4P 380V | FM - DONKIN | 18 month(s) | 1 | 3 | 0.17
MT8005504 | MAJAX-3 800 c/w 5,50KW 4P 380V | FM - DONKIN | 25 month(s) | 5 | 7 | 0.28
MT8007504 | MAJAX-3 800 c/w 7,50KW 4P 380V | FM - DONKIN | 1 month(s) | 0 | 1 | 1
MT9002204 | MAJAX-3 900 c/w 2,20KW 4P 380V | FM - DONKIN | 1 month(s) | 1 | 0 | 1
MT9005504 | MAJAX-3 900 c/w 5,50KW 4P 380V | FM - DONKIN | 14 month(s) | 5 | 12 | 0.86
MT9005506 | MAJAX-3 900 c/w 5,50KW 6P 380V | FM - DONKIN | 1 month(s) | 0 | 1 | 1
Material | Material | FM - ELECTRICAL WIRING | 1 month(s) | 1 | 0 | 1
Mild Steel-200x200x1.6mm | Laser-Cut Mild Steel Plate 200x200x1.6mm |  | 1 month(s) | 8 | 0 | 8
Mild Steel-310x310x1.6mm | Laser-Cut Mild Steel Plate 310x310x1.6mm |  | 1 month(s) | 1 | 0 | 1
Mild Steel-620x620x1.6mm | Laser-Cut Mild Steel Plate 620x620x1.6mm |  | 1 month(s) | 1 | 0 | 1
NAME PLATES | Name plates/ engraving plates |  | 11 month(s) | 500 | 0 | 45.45
NITRO PRO | includes PDF Editing (Windows, Mac, iOS), unlimited eSigning, and Customer Support. |  | 1 month(s) | 1 | 0 | 1
NONE | AIRMAX-2.850 WALL MOUNT | FM - DONKIN | 1 month(s) | 0 | 4 | 4
NRD | Non Return Discharge Dampers |  | 1 month(s) | 1 | 0 | 1
NS40/610/610/300 | HEPA FILTER 4000M3/H |  | 1 month(s) | 5 | 0 | 5
Non-Taxable Extra's | Non-Taxable Extra's | Accessories | 1 month(s) | 2 | 0 | 2
OUTSTANDING BALANCE | Outstanding Balance for industrial Fans |  | 8 month(s) | 0 | 6 | 0.75
PAINT-WORKS | SPRAY PAINT INLET CONES | FM - PAINTING | 1 month(s) | 0 | 2 | 2
PD2 | White |  | 1 month(s) | 8 | 0 | 8
PHPM20B | M20 SCREW-IN BLANKING PLUGS (BLK) |  | 4 month(s) | 300 | 0 | 75
PINE | CRATING 25X114X1.8M |  | 9 month(s) | 682 | 0 | 75.78
PMGB20-13.5 | M20 NYLON COMPRESSION GLAND GREY |  | 1 month(s) | 800 | 0 | 800
PMGB25-18 | M25 NYLON COMPRESSION GLAND GREY |  | 1 month(s) | 400 | 0 | 400
POZI SELF TAPPER | 10 - No10 (4 .8mm)x19 PAN/HD POZI SELF TAPPER 10X19 7981 |  | 21 month(s) | 3740 | 0 | 178.1
PR3mm x 1300mm | New W11F 3mm x 1300mm Plate Roller |  | 1 month(s) | 1 | 0 | 1
PRA GLAND FLP Exde BRASS CPR N*1 M20 | PRA GLAND FLP Exde BRASS CPR N*1 M20 |  | 1 month(s) | 4 | 0 | 4
PRA LOCKNUT BRASS No 0 & 1 | M20 - PRA LOCKNUT BRASS No 0 & 1 - M20 |  | 1 month(s) | 2 | 0 | 2
PRA LOCKNUT BRASS No 2 | M25 - PRA LOCKNUT BRASS No 2 - M25 |  | 1 month(s) | 2 | 0 | 2
PRA REDUCER FLP Ex d/e 25M-20F | PRA REDUCER FLP Ex d/e 25M-20F |  | 1 month(s) | 2 | 0 | 2
PROGRAM | Customized Programming Service - Development of web Based Fan Selection Program |  | 15 month(s) | 6 | 0 | 0.4
PRPFAN822 | FAC30/4 Propeller Fan |  | 1 month(s) | 1 | 0 | 1
PVT/30 | PVT/30 c/w 380W 2800RPM 220V |  | 8 month(s) | 5 | 5 | 0.62
PVT/50 | PVT /50 c/w 2.2KkW 2800RPM 220V |  | 17 month(s) | 9 | 9 | 0.53
PWT PI150 0R7G3Z | PI150 VSD 0.75KW 380V IP20 BRK |  | 1 month(s) | 2 | 0 | 2
Partial Payment | Industrial fan - Partial Payment |  | 1 month(s) | 0 | 1 | 1
Pl Blades | Plastic Blades |  | 21 month(s) | 1205 | 0 | 57.38
Pl Blanks | Plastic Blanks |  | 18 month(s) | 290 | 0 | 16.11
Plasma Cuts | Sheets cut(10), Plates cut(56) & Ends Cut(60) |  | 1 month(s) | 1 | 0 | 1
QCP- | Data Book |  | 24 month(s) | 0 | 16 | 0.67
QD GP 25LT | QD GREY PRIMER 25LT | CONSUMABLES | 1 month(s) | 1 | 0 | 1
QD GP 5LT | QD GREY PRIMER 5LT |  | 1 month(s) | 1 | 0 | 1
QD MIX 25LT | QD MIX 25LT MINES GREY | CONSUMABLES | 1 month(s) | 1 | 0 | 1
RA | 1500x600x850 long Rectangular Attenuator |  | 1 month(s) | 6 | 6 | 6
RAD100 | RAD 100 | FM - KAYITES | 30 month(s) | 20 | 38 | 1.27
RAD125 | RAD 125 | FM - KAYITES | 17 month(s) | 20 | 8 | 1.18
RAD150 | RAD 150 | FM - KAYITES | 30 month(s) | 95 | 97 | 3.23
RAD200 | RAD 200 | FM - KAYITES | 34 month(s) | 177 | 197 | 5.79
RAD250 | RAD 250 | FM - KAYITES | 33 month(s) | 164 | 151 | 4.97
RAD315 | RAD 315 | FM - KAYITES | 33 month(s) | 174 | 189 | 5.73
RAD355 | RAD 355 | FM - KAYITES | 32 month(s) | 66 | 60 | 2.06
REC10050 | REC 100-50 | FM - KAYITES | 1 month(s) | 1 | 0 | 1
REC5025 | REC 50-25 | FM - KAYITES | 24 month(s) | 1 | 3 | 0.12
REC6035 | REC 60-35 | FM - KAYITES | 28 month(s) | 12 | 12 | 0.43
REC7040 | REC 70-40 | FM - KAYITES | 28 month(s) | 2 | 4 | 0.14
RECT ATT | 1100 X 1100 and 1500mm Long |  | 1 month(s) | 0 | 18 | 18
REFURBISHING | FAN REFURBISHMENT |  | 1 month(s) | 0 | 1 | 1
RENTAL | RENTAL |  | 12 month(s) | 11 | 0 | 0.92
REPAIR-BLADE | 315 X 70 Wide Radical Bladed Fan - Existing Inlet ring removed - New one Manufactured & re-assembled | CONSUMABLES | 1 month(s) | 1 | 1 | 1
RIGM6 | RIGID POC FILTERS 600X600X600 M6 6POC |  | 1 month(s) | 16 | 0 | 16
RS1-400 | Controller 1.8 amp ( Excl.J.Box) |  | 1 month(s) | 0 | 9 | 9
RT1.25-4S | Red Ring Terminal 4mm Stud |  | 4 month(s) | 1600 | 0 | 400
RT1.25-5S | Red Ring Terminal 5mm Stud |  | 4 month(s) | 1600 | 0 | 400
RT1.25-6S | Red Ring Terminal 6mm Stud |  | 1 month(s) | 400 | 0 | 400
RTube-25x1.9-6M | Round Tube 25x1.9-6M |  | 1 month(s) | 1 | 0 | 1
RTube-32x1.9-6M | Round Tube 32x1.9-6M |  | 1 month(s) | 3 | 0 | 3
RTube-38x1.9-6M | Round Tube 38x1.9-6M |  | 1 month(s) | 1 | 0 | 1
RW0.14220 | Rewind 0.1Kw 1430rpm 230V Motor Suitable for 60Hz Operation | FM - LUCK & KING | 1 month(s) | 1 | 0 | 1
RepairCMP | Repair teh casing by replacing the flange to be 3mm thick and re-paint entire casing |  | 1 month(s) | 1 | 0 | 1
Rewind Motors | From 400V to 525V |  | 42 month(s) | 22 | 0 | 0.52
Rewind To | 525V |  | 39 month(s) | 6 | 3 | 0.15
S-STARMIG-255 | SMARTER STAR MIG 255 with Parker torch |  | 1 month(s) | 1 | 0 | 1
S/S | Pleated Panel Filter 595 x 595 x 48 |  | 1 month(s) | 12 | 0 | 12
S1 | Silencers |  | 1 month(s) | 0 | 2 | 2
SAL500 | SAL 500 | FM - KAYITES | 11 month(s) | 0 | 1 | 0.09
SAV STICKERS | Solvent Printed SAV Stickers - Rounded Corners - (108mm x 88mm) |  | 8 month(s) | 600 | 0 | 75
SCBFLT1.25B | SCB Blower Simple Intake Filter - 1 1/4 | FM - BLOWER | 7 month(s) | 0 | 1 | 0.14
SCOTCH BRI G | SCOTCH BRITE GREY BULLDOG | CONSUMABLES | 1 month(s) | 10 | 0 | 10
SE07MS50+0005 | SCL e07-MS MOR IE3 M.E. 4.0-4.8KW - 2 POLI 345-415/200-240V 50Hz - 380-480/220-280V 60Hz. IP55 |  | 1 month(s) | 1 | 0 | 1
SE07MS50+0012 | SCL e07-MS MOR IE3 M.E. 5.5 - 6.5 kW - 2 POLI -600-720/345-415V 50Hz - 660-830/380-480V 60Hz WR |  | 1 month(s) | 1 | 0 | 1
SE08MS50+0014 | SCL e08-MS MOR - IE3 M.E 7.5KW - 9.0KW - 2 POLI |  | 1 month(s) | 2 | 0 | 2
SE08MS55 | SCL e08-MS MOR IE3 - M.E. 5.5 kW- 525V -IE3 -IP55 NATURAL FINISH |  | 1 month(s) | 1 | 0 | 1
SE10MS50+0005 | SCL e10-MS MOR IE3 M.E. 11 - 13 kW - 2 POLI - 380V - IP55 Natural Finish |  | 6 month(s) | 3 | 0 | 0.5
SE11MS00+0048 | SCL e11-MS MOR IE2 M.E. 11 - 13 kW - 2 POLI - 300/525V 50HZ 360/630V 60HZ IE2 - CL. F TROP. |  | 12 month(s) | 9 | 0 | 0.75
SE11TS50+0002 | SCL e11-TS MOR IER - M.E 22 - 25.5 kW - 2 POLI - IE3 CL. F TROP. PTO IP55 - NATURAL FINISH |  | 13 month(s) | 5 | 0 | 0.38
SEF100 | SEF 100 | FM - KAYITES | 10 month(s) | 10 | 4 | 1
SEF125 | SEF125 | FM - KAYITES | 26 month(s) | 25 | 18 | 0.96
SFB04006006 | Flat Bar CQ 40x6mm 6 Mtr |  | 1 month(s) | 3 | 0 | 3
SH01 | HAND STRAPPING 12X 1500M - BLACK | PACKAGING | 1 month(s) | 1 | 0 | 1
SHPBSW | BANDSAW WELD ONLY BIMETAL |  | 1 month(s) | 2 | 0 | 2
SHR03012252450 | HR Sheet SAE1008 2450x1225x3 |  | 1 month(s) | 1 | 0 | 1
SITEW | Site Work - 8 hours |  | 1 month(s) | 0 | 8 | 8
SK03MS50+0121 | SCL K03-MS MOR IE3 M.E. 0.55 - 0.65 kW 2 POLI345-415/200-240V 50Hz - 380-480/220-280V 60Hz WR |  | 1 month(s) | 2 | 0 | 2
SLA2025 | Support SLA Mar |  | 11 month(s) | 8 | 0 | 0.73
SMOKE EXTRACTION FS 160/180 | TERMINAL BLOCK 300c |  | 1 month(s) | 1 | 0 | 1
SMR2005 | Spring Mount 2 - 750 - White |  | 1 month(s) | 4 | 0 | 4
SMRH1003 | Spring Mount H 1-125Red |  | 1 month(s) | 16 | 16 | 16
SMRH1004 | Spring Mount H 1-200Black |  | 1 month(s) | 36 | 36 | 36
SMRH1005 | Spring Mount H 1-310Yellow |  | 1 month(s) | 8 | 8 | 8
SMW23030 | 5.5KW 4P 380V IP55 300 C/2HR WEG SMOKEX PAD W22 MOTOR |  | 1 month(s) | 3 | 0 | 3
SP | Spark Proofing - SP |  | 16 month(s) | 4 | 2 | 0.25
SQ-TUBE32X32 | SQ / TUBE 32X32X1.5 - 6M | FABRICATION | 1 month(s) | 10 | 0 | 10
SQL-GLF12.5-D | Galvanised Industrial Extractor Fan + Grill & Louvers: 1380sq, 220V, 1.1kw, 440rpm, 44000m3/hr |  | 7 month(s) | 5 | 0 | 0.71
SQL-GLF12.5-GR | GLF Grill: 1380sq. |  | 7 month(s) | 5 | 0 | 0.71
SQL-GLF9.5-D | GLF 9.5 c/w 0.75kW 220v |  | 1 month(s) | 1 | 0 | 1
SQL-GR75F | GLF Fan Wheel - Fixed 70mm |  | 7 month(s) | 10 | 0 | 1.43
SQL-GR75PBR | GLF Fan Wheel - PBK 70mm |  | 7 month(s) | 10 | 0 | 1.43
SR30MD000069 | SCL R30-MD MOR EU M.E 1.5KW 3Ph 380V | FM - FPZ | 1 month(s) | 2 | 2 | 2
SR40MD00 + 0006 | SCL R40-MD MOR EU M.E 2.2kW - 2 POLI 230-50 V-HZ - MF - CL.F TROP. + PTO - IP55 - PAINTED |  | 1 month(s) | 1 | 0 | 1
SR40MD00+0006 | SCL R40MD | FM - FPZ | 1 month(s) | 0 | 1 | 1
SSD | New Disk replacement SSD 512gb from invoice AXG0205 |  | 1 month(s) | 1 | 0 | 1
ST0.14220 | Satmos Treatment 0.1Kw 1430rpm 230V |  | 1 month(s) | 1 | 0 | 1
ST0001 | 760diam/9bladed/28mmbore/30deg/Impeller/FB |  | 8 month(s) | 10 | 0 | 1.25
STOCK GALVANIZING-12 JULY 2024 | STOCK GALVANIZING-12 JULY 2024 |  | 1 month(s) | 198 | 0 | 198
STORAGE1000000 | Rental Space to Store Goods |  | 1 month(s) | 1 | 0 | 1
SWA02.5X4BKLH | STEEL WIRE ARMOURED 2.5MM X 4 |  | 1 month(s) | 12 | 0 | 12
Search Engine | Search Engine Optimisation - Pro Package |  | 6 month(s) | 7 | 0 | 1.17
Service Provider | Service |  | 28 month(s) | 18 | 0 | 0.64
Spare Motor | Tiracamino |  | 1 month(s) | 0 | 10 | 10
Stantionary | Stationary |  | 26 month(s) | 25 | 0 | 0.96
TAB10130 | 1.1kw 6P 400V B30 90L IE1 MOTOR WEG W21 IP55 AL BOX |  | 1 month(s) | 1 | 0 | 1
TAB15030- | 2.2kW 2P 400V B30 90L IE1 MOTOR WEG W11 IP55 AL BOX |  | 1 month(s) | 1 | 0 | 1
TAP08130 | 0.75kw 6P 400V B30 90S IE1 MOTOR WEG W21 IP55 AL LEAD |  | 1 month(s) | 1 | 0 | 1
TB 315-560 | Casing Terminal Box (315-560) | FM - DONKIN | 1 month(s) | 38 | 0 | 38
TB 630-800 | Casing Terminal Box (560-800) | FM - DONKIN | 1 month(s) | 38 | 0 | 38
TC10.0X4BKHO7 | Trailing Cable 10mm2 4 Core |  | 1 month(s) | 34 | 0 | 34
TEX1943033 | 3kW 4P 220/380-415V B3T 100L IE1 Motor WEG W21 IP55 FLP |  | 1 month(s) | 1 | 0 | 1
TEX2313030 | 5.5kW 6P 380-415/660V B3 132M IE1 MOTOR WEG W21 IP55 FLP |  | 1 month(s) | 1 | 0 | 1
TF5PUR/C | TF5PUR/C - Fixed Castor 125mm | CONSUMABLES | 1 month(s) | 2 | 0 | 2
THINNERS | 25L - Thinners 25L |  | 2 month(s) | 7 | 0 | 3.5
TRL | Traveling from Office to Airport |  | 1 month(s) | 0 | 76 | 76
TS5PUR/BK | TS5PUR/BK - 125mm Brake Castor | CONSUMABLES | 1 month(s) | 2 | 0 | 2
TTS038030006 | Sq / Tube 38X38X3.0-6M | FM - FABRICATION | 1 month(s) | 1 | 0 | 1
TTSILENTM100 | TTSILENTM100 | Vents | 37 month(s) | 0 | 15 | 0.41
TTSILENTM125 Fan | TTSILENTM125 |  | 1 month(s) | 0 | 130 | 130
TTSILENTM250 | TTSILENTM250 | Vents | 28 month(s) | 0 | 83 | 2.96
Terminal-B56.36 | Terminal Blocik 56.36 - 6TN 56.36 M5 Complete |  | 17 month(s) | 570 | 0 | 33.53
Terminal-B70.45 | Terminal Blocks 70.45 - 6TN10, M6 |  | 7 month(s) | 35 | 0 | 5
Toll | Toll | FM - MACHINERY | 1 month(s) | 1 | 0 | 1
Transport | Delivery |  | 53 month(s) | 5 | 33 | 0.62
Travel | Call Out |  | 1 month(s) | 1 | 0 | 1
UV 400 SCREEN | 400 SCREENS |  | 1 month(s) | 0 | 1 | 1
UV 400-3-4 | c/w 0.55 kW 4 Pole 380 |  | 2 month(s) | 4 | 4 | 2
UV 400-3-6 | c/w 0.55 kW 6 Pole 380 |  | 1 month(s) | 1 | 1 | 1
UV 500 | Dome Only |  | 1 month(s) | 1 | 1 | 1
UV 630/3/6/W | c/w 1.5 kW 6 Pole 380 V Motor |  | 1 month(s) | 3 | 0 | 3
UV 710/3/6 | UV710/3/6 | Roof Fans | 17 month(s) | 4 | 4 | 0.24
VB10NX1320 F | Friction Belt wedge Envelope SPZ SE |  | 1 month(s) | 4 | 0 | 4
VB13NX1340 F | VB13NX1340 FENNER |  | 1 month(s) | 6 | 0 | 6
VB13NX1400 F | FRICTION BELT WEDGE ENVELOPE SPA SECTION 13 X 10 X 1400MM FENNER |  | 1 month(s) | 3 | 0 | 3
VB13NX1600 F | FRICTION BELT WEDGE ENVELOPE SPA -SECTION 13 X 10 X 1600MM FENNER |  | 1 month(s) | 15 | 0 | 15
VB13NX1682 F | FRICTION BELT WEDGE ENVELOPE SPA SECTION 13 X 10 X 1682MM FENNER |  | 1 month(s) | 6 | 0 | 6
VB13NX1700 FF | FRICTION BELT WEDGE ENVELOPE SPA SE |  | 1 month(s) | 3 | 0 | 3
VB13NX1800 F | FRICTION BELT WEDGE ENVELOPE SPA SECTION 13 X 10 X 1800MM FENNER |  | 2 month(s) | 6 | 0 | 3
VB13NX1900 F | FRICTION BELT WEDGE ENVELOPE SPA SECTION 13 X 10 X 1900MM FENNER |  | 1 month(s) | 2 | 0 | 2
VCN100 | VCN100 - External Exhaust Fan - 100mm? | Vents | 53 month(s) | 0 | 1 | 0.02
VCN150 | VCN150 - External Exhaust Fan - 150mm? | Vents | 41 month(s) | 0 | 1 | 0.02
VLA3 & RV3 | VLA3 or RV3 - 1' | FM - FPZ | 33 month(s) | 0 | 2 | 0.06
VOC | Creation, Conformity Review, Inspection & Issuance |  | 1 month(s) | 2 | 0 | 2
VP 15 | VP 150K |  | 1 month(s) | 0 | 2 | 2
VRL6 | VRL6 - 2' | FM - FPZ | 57 month(s) | 0 | 9 | 0.16
VRL8 | VRL8 - 3' | FM - FPZ | 20 month(s) | 8 | 3 | 0.4
VRL9 | VRL9 - 4' | FM - FPZ | 20 month(s) | 4 | 0 | 0.2
VSD | - 37 kW 380V variable speed drive |  | 1 month(s) | 0 | 1 | 1
W1G250 | HH67 - 52 - 48 V (36-57V-) DC. 105 W 2750 min 1 |  | 1 month(s) | 4 | 4 | 4
WAMCENTRIF | WAM Centrif c/w 1.5HP Nema Motor |  | 1 month(s) | 0 | 3 | 3
WAREHOUSE-FAN1 | HTMH-71-4T-4 IE3 380V 60Hz IE3 - Roof Top Exhaust Fan |  | 1 month(s) | 0 | 20 | 20
WD002 | FMD 600 x 600 x 50 W/D |  | 1 month(s) | 16 | 0 | 16
WGP3603033 | 22kW 4P 380-400-415/660-690//460V B3T 180L IE1 |  | 1 month(s) | 2 | 0 | 2
WIRING | Wiring of welding plug and installation of welding plug x2 | FM - ELECTRICAL WIRING | 1 month(s) | 2 | 0 | 2
WL 400 | Wall Mount |  | 1 month(s) | 0 | 2 | 2
WL2525 | WEATHER LOUVRE 250*250 NS NA |  | 1 month(s) | 9 | 9 | 9
WL6060 | WEATHER LOUVRE 600*600 NS NA |  | 1 month(s) | 6 | 0 | 6
WP P800 | WATERPAPER P800 |  | 1 month(s) | 4 | 0 | 4
WPF50/600/600/50 | Filter |  | 2 month(s) | 75 | 0 | 37.5
WPF50/600/600/50. | WPF50/600/600/50 |  | 1 month(s) | 5 | 0 | 5
WS | Wall sleeve, plate and flashing |  | 1 month(s) | 3 | 0 | 3
WSAWBS014 | [D]HBS350N[1] 14inch WOODWORKING |  | 1 month(s) | 1 | 0 | 1
Wooden crate charges | Wooden crate charges |  | 3 month(s) | 2 | 0 | 0.67
Z4540002 | Commission for HFEAVAO.AFM.000298-AECI CHEMICALS |  | 1 month(s) | 0 | 1 | 1
ZZZ-SP 2200 | 0.37KW 4P 400 V B3 - IE2-OH71 M ORANGE1 |  | 4 month(s) | 3 | 0 | 0.75
bending | in house bending |  | 7 month(s) | 1006 | 0 | 143.71
copper cut | copper sheet (2000 x 1000 x 1.5mm) cut strips of 120mm across 2m length |  | 1 month(s) | 6 | 0 | 6
fuel Surcharge | Fuel Surcharge |  | 1 month(s) | 1 | 0 | 1