## master_inventory_list
2025-12-01 |  | master_inventory_list
COUNT NO. | Code | Description | Category | Supplier | QTY | Min QTY Req | QTY On Order | QTY Res/Sold | Stock To Order | Comments | Expected Del. Date
1 | 30 Duct | 300mm Diameter-10 meter Long | Ducting | [5 empty] | 0
2 | 0.2543PM | 0.25kW 4P 380V Pad Mount Motor | Pad Mount Motor | [5 empty] | 0
3 | 0.3723PM | 0.37kW 2P 380V Pad Mount Motor | Pad Mount Motor | [5 empty] | 0
4 | 0.3741PM | 0.37KW 4P 220V Pad Mount Motor | Pad Mount Motor | [5 empty] | 0
5 | 0.3743PM | 0.37kW 4P 380V Pad Mount Motor | Pad Mount Motor | [5 empty] | 0
6 | 0.3763PM | 0.37kW 6P 380V Pad Mount Motor | Pad Mount Motor | [5 empty] | 0
7 | 0.5523PM | 0.55kW 2P 380V Pad Mount Motor | Pad Mount Motor | [5 empty] | 0
8 | 0.552P | 0.55Kw 2P 380V Pad Motor | Pad Mount | [5 empty] | 0
9 | 0.5543PM | 0.55kW 4P 380V Pad Mount Motor | MOTOR | [5 empty] | 0
10 | 0.5563PM | 0.55kW 6P 380V Pad Mount Motor | MOTOR | [5 empty] | 0
11 | 0.7523PM | 0.75kW 2P 380V Pad Mount Motor | [6 empty] | 0
12 | 0.752P | 0.75Kw 2Pole 380V Pad Mount | [6 empty] | 0
13 | 0.7543PM | 0.75kW 4P 380V Pad Mount Motor | [6 empty] | 0
14 | 0.7563PM | 0.75kW 6P 380V Pad Mount Motor | [6 empty] | 0
15 | 0.75kW VSD | Variable Speed Controller | [6 empty] | 0
16 | 10 | SPARE MOTOR - TIRACAMINO - Vortice Spare Motor for Tiracamino 0.12kW 4P 230V | [6 empty] | 0
17 | 8 | Majax-2 800 32-E-8 Belt drive c/w 4.0kw 4P 1150rpm 380V | [6 empty] | 0
18 | 9 | HVF/75N c/w 0.24kW 750mm 220V | [6 empty] | 0
19 | 2880 | PRA LOCKNUT BRASS No 0 & 1 - M20 | [6 empty] | 0
20 | 1 IP 65 | Change IP Rating - Motor Size 90Watts 2Pole 380V to IP 65 | [6 empty] | 0
21 | 1.1.2Pad | 1.1Kw 2P 380V Pad Mount Motor | [6 empty] | 0
22 | 1.123PM | 1.1kW 2P 380V Pad Mount Motor | [6 empty] | 0
23 | 1.143FM | 1.1kW 4P 400V B3 QL3 | [6 empty] | 0
24 | 1.143PM | 1.1kW 4P 380V Pad Mount Motor | [6 empty] | 0 |  |  | 1.143PM - 1.1kW 4P 380V Pad Mount Motor
25 | 1.163PM | 1.1kW 6P 380V Pad Mount Motor | [6 empty] | 0
26 | 1.5 kW 4Pole | 380V VSD | [6 empty] | 0
27 | 1.523PM | 1.5kW 2P 380V Pad Mount Motor | [6 empty] | 0
28 | 1.543PM | 1.5kW 4P 380V Pad Mount Motor | [6 empty] | 0
29 | 1.563PM | 1.5kW 6P 380V Pad Mount Motor | [6 empty] | 0
30 | 1.583PM | 1.5KW 8P 380V Pad Mount Motor | [6 empty] | 0
31 | 100/112 FR 27.8 | 100/112 Motor Frame - 27.8 mm OD Spacer | [6 empty] | 0
32 | 1000 HDG | 1000SC 1000mm Diam HDG Screen | [6 empty] | 0
33 | 1000 ICS | Majax Inlet Cone & Screen | [6 empty] | 0
34 | 1000 IMP | Impeller 1000Dia | [6 empty] | 0
35 | 1000 LS | Louvre Shutter | [6 empty] | 0
36 | 1000 SIL | Inlet Silencer 1000 1.5D (1000mm Diameter to reduce noise on the dischargeside) | [6 empty] | 0
37 | 1000 X 500 MM | Sand Trap Air Louver | [6 empty] | 0
38 | 10000005 | SILENTBLOCKS FOR THT-125-4/8T/6-27-F300 400V | [6 empty] | 0
39 | 1000002 | Monthly Retainer - March 2025 | [6 empty] | 0
40 | 1000005 | TURBINA CMP 616 14 LG (Impeller for CMP616-2T-0.75 230/400V) | FM - SODECA | [5 empty] | 0
41 | 1000005. | FILTER F7 - REPLACEMENT FOR CJK/FILTER/EC-500-F7+9 | [6 empty] | 0
42 | 1000012 | HCD 20 4M | FM - SODECA |  | 20 |  |  |  | 20
43 | 1000013 | HCD 25 4M | FM - SODECA |  | 6 |  |  |  | 6
44 | 1000013. | HCD-30-4M 230V. 50/60Hz | [6 empty] | 0
45 | 1000015 | HCD 30 4M | FM - SODECA |  | 6 |  |  |  | 6
46 | 1000016 | HCD 35 4M | FM - SODECA |  | 22 |  |  |  | 22
47 | 1000039 | HCT-25-2M/PL | FM - SODECA | [5 empty] | 0
48 | 1000040 | HCT-25-2T/PL | FM - SODECA | [5 empty] | 0
49 | 1000043 | HCT-25-4M/PL | FM - SODECA | [5 empty] | 0
50 | 1000044 | HCT-25-4T/PL | FM - SODECA | [5 empty] | 0
51 | 1000046 | HCT-31-2M/PL | FM - SODECA | [5 empty] | 0
52 | 1000047 | HCT-31-2T/PL | FM - SODECA | [5 empty] | 0
53 | 1000049 | HCT-31-4M/PL | FM - SODECA | [5 empty] | 0
54 | 100005 | SILENT BLOCK THT-90-4T-5.5-14-F-300 | [6 empty] | 0
55 | 1000050 | HCT-31-4T/PL | FM - SODECA | [5 empty] | 0
56 | 1000051 | HCT-35-2M/PL | FM - SODECA | [5 empty] | 0
57 | 1000052 | HCT-35-2T/PL | FM - SODECA | [5 empty] | 0
58 | 1000054 | HCT-35-4M/PL | FM - SODECA | [5 empty] | 0
59 | 1000055 | HCT-35-4T/PL | FM - SODECA | [5 empty] | 0
60 | 1000BDD | Back Draft Demper | [6 empty] | 0
61 | 1000CF | 1000 Diam Counter Flange | COUNTER FLANGE | THE LAZER GUY |  |  |  |  | 0
62 | 1000FC | 1000 Diam Flexible Connection | FM - DONKIN | [5 empty] | 0
63 | 1000HVJ-2S | 1000 Diam Vertical Discharge Unit | FM - DONKIN | [5 empty] | 0
64 | 1000HVJ-2SB | 1000 Diam Vertical Discharge BASE | FM - DONKIN | [5 empty] | 0
65 | 1000IC | Majax Inlet Cone | [6 empty] | 0
66 | 1000ILC | Majax-2 Inlet Cone Screen | [6 empty] | 0
67 | 1000MBP09 | 1-0350-240 P09 - 1000 Motor Bracket | BRACKET | THE LAZER GUY |  |  |  |  | 0
68 | 1000MF | 1000 Diam Mounting Feet | MOUNTING FEET | THE LAZER GUY |  |  |  |  | 0
69 | 1000S1.0D | 1000 Diam Silencer 1.0D | FM - DONKIN | [5 empty] | 0
70 | 1000S1.0DP | 1000 Diam Silencer 1.0D Podded | FM - DONKIN | [5 empty] | 0
71 | 1000S1.5D | 1000 Diam Silencer 1.5D | FM - DONKIN | [5 empty] | 0
72 | 1000S1.5DP | 1000 Diam Silencer 1.5D Podded | FM - DONKIN | [5 empty] | 0
73 | 1000S2.0D | 1000 Diam Silencer 2.0D | FM - DONKIN | [5 empty] | 0
74 | 1000S2.0DP | 1000 Diam Silencer 2.0D Podded | FM - DONKIN | [5 empty] | 0
75 | 1000SAP | 1000mm Diam podded silencer 1400 Long | [6 empty] | 0
76 | 1000SM1.0D | 1000 Diam Melinex Silencer 1.0D | FM - DONKIN | [5 empty] | 0
77 | 1000SM1.0DP | 1000 Diam Melinex Silencer 1.0D Podded | FM - DONKIN | [5 empty] | 0
78 | 1000SM1.5D | 1000 Diam Melinex Silencer 1.5D | FM - DONKIN | [5 empty] | 0
79 | 1000SM1.5DP | 1000 Diam Melinex Silencer 1.5D Podded | FM - DONKIN | [5 empty] | 0
80 | 1000SM2.0D | 1000 Diam Melinex Silencer 2.0D | FM - DONKIN | [5 empty] | 0
81 | 1000SM2.0DP | 1000 Diam Melinex Silencer 2.0D Podded | FM - DONKIN | [5 empty] | 0
82 | 1002948 | HCT-40-4T-0.33/PL | FM - SODECA | [5 empty] | 0
83 | 1005876 | HTM-45-4M | FM - SODECA | [5 empty] | 0
84 | 1005877 | HTM-45-4T | FM - SODECA | [5 empty] | 0
85 | 1005878 | HTM-56-4M | FM - SODECA | [5 empty] | 0
86 | 1005879 | HTM-56-4T | FM - SODECA | [5 empty] | 0
87 | 1005880 | HTM-63-4T IE3 | FM - SODECA | [5 empty] | 0
88 | 1006313 | HCDF-31-4T / ATEX / EXII2G Ex d | FM - SODECA | [5 empty] | 0
89 | 1006315 | HCDF 35 - 4T - Flameproof | FM - SODECA | [5 empty] | 0
90 | 1006317 | HCDF 40 - 4T - Flameproof | FM - SODECA | [5 empty] | 0
91 | 1006319 | HCDF 45 - 4T - Flameproof | FM - SODECA | [5 empty] | 0
92 | 1006321 | HCDF 50 - 4T - Flameproof | FM - SODECA | [5 empty] | 0
93 | 1006323 | HCDF 56 - 4T - Flameproof | FM - SODECA |  | 2 |  |  |  | 2
94 | 1006386 | HT-80-4T 230/400V. IE3 | [6 empty] | 0
95 | 1006628 | R/THT-90-1 | [6 empty] | 0
96 | 1006661 | B-125 | [6 empty] | 0
97 | 1006663 | B-150 | [6 empty] | 0
98 | 1006732 | BTUB-900 | [6 empty] | 0
99 | 1006734 | BTUB-1250 | [6 empty] | 0
100 | 1006880 | PS-125/20CV | [6 empty] | 0
101 | 1006889 | PS-90 | [6 empty] | 0
102 | 1006891 | RT-125 | [6 empty] | 0
103 | 1006904 | RT-90 | [6 empty] | 0
104 | 1006974 | RPA-20 | [6 empty] | 0
105 | 1007130 | BAC-900 | [6 empty] | 0
106 | 1007132 | BAC - 1250 | [6 empty] | 0
107 | 1007138 | ACE - 125 | [6 empty] | 0
108 | 1007140 | ACE-150 | [6 empty] | 0
109 | 1007195 | VSD3/A-RFT-10 | [6 empty] | 0
110 | 1007207 | VSD3/ARFT-30 | [6 empty] | 0
111 | 1007213 | VSD3/A-RFT-7.5 | [6 empty] | 0
112 | 1007372 | SC-900/1200 | [6 empty] | 0
113 | 1007376 | SR-1800/1200/1200 | [6 empty] | 0
114 | 1007442 | BIC - 254 | [6 empty] | 0
115 | 1007944 | CPV 1020 4T | FM - SODECA |  | 3 |  |  |  | 3
116 | 1007947 | CPV 1325 4T | FM - SODECA |  | 1 |  |  |  | 2
117 | 1007957 | CPV 1020 2TIE3 | FM - SODECA |  | 4
118 | 1007960 | CPV 1325 2TIE3 | FM - SODECA |  | 2
119 | 1007964 | CPV-1630-4T IE3 | [6 empty] | 0
120 | 1007971 | CPV -1942-4T-10 IE3 | [6 empty] | 0
121 | 1008005 | CPV-1020-4T/ATEX/EXII2G Ex d | [6 empty] | 0
122 | 1008010 | CPV-1020-2T/ATEX/EXII2G Ex d | [6 empty] | 0
123 | 1008215 | CJDXR-315-1 230/400V. IE3 | [6 empty] | 0
124 | 1008225 | CJDXR-355-1.5 230/400V IE3 | [6 empty] | 0
125 | 1008226 | CJDXR-400-3 230/400V. IE3 | [6 empty] | 0
126 | 1008234 | CJDXR-400-3 230/400V. IE3 | [6 empty] | 0
127 | 1008235 | CJDXR-400-4 230/400V. IE3 | [6 empty] | 0
128 | 1008243 | CJDXR-450-4 230/400V. IE3 | [6 empty] | 0
129 | 1008843 | CMA-218-2M | FM - SODECA |  | 12
130 | 1008844 | CMA-218-2T | FM - SODECA |  | 7 |  |  |  | 11
131 | 1008847 | CMA-324-2M | FM - SODECA |  | 4
132 | 1008849 | CMA-324-2T | FM - SODECA |  | 7
133 | 1008851 | CMA-325-2M | FM - SODECA |  | 4 |  |  |  | 11
134 | 1008852 | CMA-325-2T | FM - SODECA |  | 5 |  |  |  | 11
135 | 1008854 | CMA-426-2M | FM - SODECA |  | 6 |  |  |  | 6
136 | 1008856 | CMA-426-2T | FM - SODECA |  | 9 |  |  |  | 3
137 | 1008860 | CMA-527-2M | FM - SODECA |  | 2
138 | 1008861 | CMA-527-2T | FM - SODECA |  | 6
139 | 1008864 | CMA-528-2M - 1.5 | FM - SODECA |  | 4
140 | 1008867 | CMA-531-2M-2 | FM - SODECA |  | 2
141 | 1008870 | CMA-528-2T-1.5 IE3 | FM - SODECA |  | 3 |  |  |  | 2
142 | 1008871 | CMA-528-2T-1 IE3 | FM - SODECA |  | 2
143 | 1008873 | CMA-531-2T-1.5 IE3 | FM - SODECA |  | 2
144 | 1008874 | CMA-531-2T-2 IE3 | FM - SODECA |  | 3
145 | 1008875 | CMA-531-2T-3 IE3 | FM - SODECA |  | 3
146 | 1008876 | CMA-545-2T-4 c/w 3.0KW 2P 400V | FM - SODECA | [5 empty] | 0
147 | 1008985 | CMAT 531-2T | FM - SODECA | [5 empty] | 0
148 | 100T300 | 100 Diam Tube Silencer 300L | FM - DONKIN | [5 empty] | 0
149 | 100T600 | 100 Diam Tube Silencer 600L | FM - DONKIN | ATTENU-TEC | 9 | 8 | 0 |  | 0
150 | 1010396 | CAM 540 2T | FM - SODECA |  | 3
151 | 1010401 | CAM 545 2T 4 c/w 3.0kw 2P 400V | FM - SODECA |  | 2
152 | 1010405 | CAM 550-2T-5.5 230/400V. IE3 | [6 empty] | 0
153 | 1010407 | CAM 550 2T 7.5 | FM - SODECA | [5 empty] | 0
154 | 1010410 | CAM 752-2T-7.5 c/w 5.5kW 400/690v IE3 | [6 empty] | 0
155 | 1010521 | AT 10/10 SC - Single Unit | FM - NICOTRA | [5 empty] | 0
156 | 1010522 | AT 10/10 SC2 - Double Unit | FM - NICOTRA | [5 empty] | 0
157 | 1010596 | CAS 254 - 2T - 3 | FM - SODECA |  | 1
158 | 1010606 | CAS 463 - 2T - 7.5 | FM - SODECA |  | 1
159 | 1010817 | CAS-463-2T-5.5/TODO INOX-304 380V. 60Hz
160 | 1010818 | CAS-463-2T-5.5/TODO INOX-304/ATEX/2G Ex eb 380V 60Hz
161 | 1011200 | CAS 863 - 2T | FM - SODECA
162 | 1012-2010-A | SQUARE COMBINATION SET 4PC DASQUA
163 | 1012391 | CMP 38 2M | FM - SODECA |  | 7
164 | 1012392 | CMP-38-2M/E 230V
165 | 1012398 | CMP 512 2M | FM - SODECA |  | 12
166 | 1012411 | CMP 512 2T | FM - SODECA |  | 19
167 | 1012446 | CMP 514 2M | FM - SODECA |  | 9 |  |  |  | 11
168 | 1012461 | CMP 514 2T | FM - SODECA |  | 18
169 | 1012504 | CMP 616 2M | FM - SODECA |  | 10
170 | 1012516 | CMP 616 2T | FM - SODECA |  | 15
171 | 1012571 | CMP 718 2M | FM - SODECA |  | 7
172 | 1012594 | CMP 820 2M | FM - SODECA |  | 5
173 | 1012607 | CMP 820 4T | FM - SODECA |  | 5
174 | 1012658 | CMP 718 2T | FM - SODECA |  | 0
175 | 1012671 | CMP 820 2T | FM - SODECA |  | 5
176 | 1012695 | CMP 1025 2T 3 | FM - SODECA
177 | 1012714 | CMP1128 2T 4
178 | 1014656 | CMRG-1240-4T 230/400V IE3
179 | 1016608 | HEP-25-2T/H 220-240/380-415V
180 | 1016620 | HEP-35-2M/H
181 | 1017052 | HC-25-2M/H | FM - SODECA |  | 2
182 | 1017059 | HC-25-2T/H | FM - SODECA
183 | 1017069 | HC-25-4M/H | FM - SODECA |  | 2 (3*)
184 | 1017074 | HC-25-4T/H | FM - SODECA
185 | 1017082 | HC-31-2M/H | FM - SODECA |  | 1
186 | 1017086 | HC-31-2T/H | FM - SODECA
187 | 1017097 | HC-31-4M/H | FM - SODECA
188 | 1017099 | HC-31-4T/H | FM - SODECA |  | 4
189 | 1017103 | HC-35-2T/H | FM - SODECA
190 | 1017106 | HC-35-4M/H | FM - SODECA |  | 9
191 | 1017112 | HC-35-4T/H | FM - SODECA |  | 5
192 | 1017125 | HC-40-4M/H | FM - SODECA
193 | 1017127 | HC-40-4T/H | FM - SODECA
194 | 1017129 | HC-40-6M/H | FM - SODECA
195 | 1017130 | HC-40-6T/H | FM - SODECA |  | 2
196 | 1017131 | HC-45-4M/H | FM - SODECA |  | 2
197 | 1017134 | HC-45-4T/H | FM - SODECA
198 | 1017138 | HC-45-6M/H | FM - SODECA
199 | 1017139 | HC-45-6T/H | FM - SODECA
200 | 1017140 | HC-50-4M/H | FM - SODECA
201 | 1017142 | HC-50-4T/H | FM - SODECA
202 | 1017147 | HC-50-6M/H | FM - SODECA
203 | 1017148 | HC-50-6T/H | FM - SODECA
204 | 1017154 | HC-56-6M/H | FM - SODECA
205 | 1017155 | HC-56-6T/H | FM - SODECA
206 | 1017159 | HC-63-6M/H | FM - SODECA
207 | 1017160 | HC-63-6T/H | FM - SODECA
208 | 1017177 | HC-56-4T/H IE3 | FM - SODECA
209 | 1017179 | HC-63-4T/H IE3 | FM - SODECA
210 | 1017181 | HC-71-4T/H IE3
211 | 1017315 | HC-63-4T/H/ATEX/2G Ex db 380V. 60Hz
212 | 1020807 | CI-100-4/8T-F-400 400V
213 | 1023613 | PV-90
214 | 1023615 | PV-125
215 | 1023775 | CJACUS/C-2
216 | 1024046 | FMC-C-501
217 | 1024050 | FM-DP500
218 | 1024172 | MTP
219 | 1027474 | CJBR-1850-4T 230/400V. IE3
220 | 1028473 | SV-250/L 230V. 50/60Hz.
221 | 1028479 | SV-400/H 230V. 50/60Hz.
222 | 1028560 | HCT-35-4T/ATEX/2G Ex db 230/400V | FM - SODECA
223 | 1028561 | HCT-40-2T-1.5/ATEX/2G Ex db 230/400V | FM - SODECA
224 | 1028566 | HCT-50-4T-0.75/ATEX/2G Ex db 230/400V | FM - SODECA
225 | 1028584 | HCT-71-4T-3/ATEX/2G Ex db 230/400V | FM - SODECA
226 | 1028591 | HCT-80-4T-5.5/ATEX/2G Ex db 230/400V
227 | 1029359 | CMP-616-4T/ATEX/2G Ex db 230/400V | FM - SODECA
228 | 1030730 | TUB-200
229 | 1030731 | TUB-225
230 | 1030732 | TUB-250
231 | 1054558 | CAM 752-2T-10 c/w 7.5kW 400/690v IE3
232 | 1054591 | CAM-760-2T-15/E
233 | 1054601 | CAM-880-2T-40
234 | 1064 Laser Head | Jewellery Laser head
235 | 1064128 | HTP-125-4T-75 c/w 55kW 4Pole 400V
236 | 1064263 | HCT-100-4T-15/AL 400/690V. IE3
237 | 106X3SPA | PULLEY FRICTION BELT V-WEDGE 3 GROOVE SPA 1610 TAPER 106MM FENNER
238 | 1100999 | Rental Sharp BP 30C25 Copier
239 | 1100SAP | 1100mm Diam podded silencer 1400 Long | [6 empty] | 0
240 | 1105306 | CMP-1128-2T-5.5/S/PIE RD 230/400V. IE3 | FM - SODECA
241 | 1105922 | CJFILTER/REC-600X900-450-CA
242 | 11100 | MG 100/4 LL | FM - VORTICE | VORTICE
243 | 11101 | MG 100/4 LL T | FM - VORTICE | VORTICE
244 | 11102 | MG 120/5 LL | FM - VORTICE | VORTICE | 1
245 | 11103 | MG 120/5 LL T | FM - VORTICE | VORTICE | 12
246 | 11104 | MG 150/6 LL | FM - VORTICE | VORTICE | 5
247 | 11105 | MG 150/6 LL T | FM - VORTICE | VORTICE
248 | 11106 | MGK 100/4 LL | FM - VORTICE | VORTICE
249 | 11110 | MG 90/3,5 | FM - VORTICE | VORTICE
250 | 11116 | MG 120/5 | FM - VORTICE | VORTICE | 3
251 | 11117 | MG 150/6 | FM - VORTICE | VORTICE | 1
252 | 11123 | MF 100 | FM - VORTICE | VORTICE | 89
253 | 11124 | MF 120 | FM - VORTICE | VORTICE | 92
254 | 11125 | MF 150 | FM - VORTICE | VORTICE | 56
255 | 11127 | MF 100T | FM - VORTICE | VORTICE | 5
256 | 11128 | MF 120 T | FM - VORTICE | VORTICE | 29
257 | 11129 | MF 150T | FM - VORTICE | VORTICE
258 | 11131 | MF 100 LL | FM - VORTICE | VORTICE | 48
259 | 11132 | MF 120 LL | FM - VORTICE | VORTICE | 57
260 | 11133 | MF 150 LL | FM - VORTICE | VORTICE | 6
261 | 11135 | MF 100 T LL | FM - VORTICE | VORTICE | 8
262 | 11136 | MF 120 T LL | FM - VORTICE | VORTICE | 27
263 | 11137 | MF 150 T LL | FM - VORTICE | VORTICE | 7
264 | 11145 | MFO 100/4 | FM - VORTICE | VORTICE
265 | 11146 | MFO 120/5 | FM - VORTICE | VORTICE
266 | 11147 | MFO 120/5 | FM - VORTICE | VORTICE
267 | 1115991 | VSD3/A-RFT-40-IP55
268 | 11187 | MF 150/6 PIRLL | FM - VORTICE | VORTICE
269 | 112 TBLOCK AL F | BMG MOTORLINE SPARES
270 | 11201 | M 100 / 4 | FM - VORTICE | VORTICE | 22
271 | 11202 | M100/4 | FM - VORTICE | VORTICE | 42
272 | 11211 | M 100 / 4 T | FM - VORTICE | VORTICE
273 | 11212 | M 100 / 4 T LL | FM - VORTICE | VORTICE | 36
274 | 11221 | M 100 / 4 A | FM - VORTICE | VORTICE
275 | 11222 | M 100 / 4 A LL | FM - VORTICE | VORTICE
276 | 112525 | 11Kw 2P 525V motor to suit 630 Fans
277 | 11260 | ME 100 / 4 LL | FM - VORTICE | VORTICE | 22
278 | 1126467 | THT/CL-125-4/8T/6-20-F-300 400V.
279 | 1126491 | THT/CL-125-4T/6-25-F-300 400/690V. IE3
280 | 1126734 | THT/CL-90-4T-10-F-300 IE3
281 | 11270 | ME 120/5 LL | FM - VORTICE | VORTICE | 17
282 | 11274 | M 120 / 5 T LL | FM - VORTICE | VORTICE
283 | 112X3SPA | PULLEY FRICTION BELT V-WEDGE 3 GROOVE SPA 2012 TAPER 112MM FENNER
284 | 11301 | M 120 / 5 | FM - VORTICE | VORTICE
285 | 11302 | M 120 / 5 LL | FM - VORTICE | VORTICE
286 | 11311 | M 120 / 5 T | FM - VORTICE | VORTICE
287 | 11313 | MEX 100/4 LL 1S | FM - VORTICE | VORTICE | 16
288 | 11314 | MEX 100/4 1S LLT | FM - VORTICE | VORTICE
289 | 11321 | M 120 / 5 A | FM - VORTICE | VORTICE
290 | 11322 | M 120 / 5 A LL | FM - VORTICE | VORTICE
291 | 11333 | MEX 120/5 LL IS | FM - VORTICE | VORTICE | 1
292 | 11334 | MEX 120/5 1S LLT | FM - VORTICE | VORTICE | 2
293 | 1139111 | THT-90-4T-5.5-14-F-300
294 | 1139474 | THT/CL-71-4T-3-F-300 230/400V. IE3
295 | 1139862 | HTMV-125-4T/9-40/380V. 60Hz. IE3
296 | 11401 | M 150 / 6 | FM - VORTICE | VORTICE
297 | 1140155 | HTMV-90-4T-7.5/ATEX/2G Ex db 380V. 60Hz
298 | 11402 | M 150 / 6 LL | FM - VORTICE | VORTICE
299 | 11411 | M 150 / 6 T | FM - VORTICE | VORTICE
300 | 11412 | M 150 / 6 T LL | FM - VORTICE | VORTICE
301 | 11421 | M 150 / 6 A | FM - VORTICE | VORTICE
302 | 11422 | M 150 / 6 A LL | FM - VORTICE | VORTICE
303 | 1143PM | 11KW 4 POLE 380V Pad Mount Motor
304 | 11741 | M120/5 P | FM - VORTICE | VORTICE
305 | 118X2SPA. | PULLEY FRICTION BELT V-WEDGE 2 GROOVESPA 1610 TAPER 118MM FENNER
306 | 118X3SPA | PULLEY FRICTION BELT V-WEDGE 3 GROOVE SPA 2012 TAPER 118MM FENNER
307 | 11944 | VORT QUADRO MEDIO | FM - VORTICE | VORTICE
308 | 11952 | VORT QUADRO SUPER | FM - VORTICE | VORTICE
309 | 11967 | VORT PRESS 110 LL | FM - VORTICE | VORTICE
310 | 11968 | Vort Press 110 ( surface mount ) | FM - VORTICE | VORTICE
311 | 11971 | Vort Press 140 ( built-in ) | FM - VORTICE | VORTICE
312 | 1200000 | Insurance
313 | 1200SAP | 1200mm Diam podded silencer 1400 Long | [6 empty] | 0
314 | 12017 | MICRO 100 I | FM - VORTICE | VORTICE
315 | 12018 | MICRO 100 I T | FM - VORTICE | VORTICE
316 | 12020 | MEDIO I | FM - VORTICE | VORTICE
317 | 12021 | MEDIO I T | FM - VORTICE | VORTICE
318 | 12023 | SUPER I | FM - VORTICE | VORTICE
319 | 12024 | SUPER I T | FM - VORTICE | VORTICE
320 | 12045 | MICRO 100 I ES (Energy Saving) | FM - VORTICE | VORTICE
321 | 12046 | MICRO 100 I T ES (Energy Saving) | FM - VORTICE | VORTICE
322 | 12065 | MICRO 100 I T HCS (Humidity ctrl. System) | FM - VORTICE | VORTICE
323 | 12066 | MEDIO I T HCS ( Humidity ctrl. system) | FM - VORTICE | VORTICE
324 | 12067 | SUPER I T HCS (Humidity ctrl. system) | FM - VORTICE | VORTICE
325 | 1212521 | AT 12/12 SC - Single Unit | FM - NICOTRA
326 | 1212522 | AT 12/12 SC2 - Double Unit | FM - NICOTRA
327 | 12412 | V 300/12 AR | FM - VORTICE | VORTICE | 15
328 | 12413 | V 300/12 ARI | FM - VORTICE | VORTICE | 17
329 | 12415 | V 300/12 AR LL S | FM - VORTICE | VORTICE | 20
330 | 12416 | V 300/12 ARI LL S | FM - VORTICE | VORTICE | 19
331 | 12451 | V 230/9 P | FM - VORTICE | VORTICE
332 | 12452 | V 230/9 AR | FM - VORTICE | VORTICE | 9
333 | 12453 | V 230/9 ARI | FM - VORTICE | VORTICE | 28
334 | 12454 | V 230/9 P LL S | FM - VORTICE | VORTICE | 7
335 | 12455 | V 230/9 AR LL S | FM - VORTICE | VORTICE | 20
336 | 12456 | V 230/9 ARI LL S | FM - VORTICE | VORTICE | 12
337 | 1250CF | 1250 Diam Counter Flange | COUNTER FLANGE | THE LAZER GUY
338 | 1250FC | 1250 Diam Flexible Connection | FM - DONKIN
339 | 1250HVJ-2S | 1250 Diam Vertical Discharge Unit | FM - DONKIN
340 | 1250HVJ-2SB | 1250 Diam Vertical Discharge BASE | FM - DONKIN
341 | 1250MF | 1250 Diam Mounting Feet | MOUNTING FEET | THE LAZER GUY
342 | 1250S1.0D | 1250 Diam Silencer 1.0D | FM - DONKIN | [5 empty] | 0
343 | 1250S1.0DP | 1250 Diam Silencer 1.0D Podded | FM - DONKIN | [5 empty] | 0
344 | 1250S1.5D | 1250 Diam Silencer 1.5D | FM - DONKIN | [5 empty] | 0
345 | 1250S1.5DP | 1250 Diam Silencer 1.5D Podded | FM - DONKIN | [5 empty] | 0
346 | 1250S2.0D | 1250 Diam Silencer 2.0D | FM - DONKIN | [5 empty] | 0
347 | 1250S2.0DP | 1250 Diam Silencer 2.0D Podded | FM - DONKIN | [5 empty] | 0
348 | 1250SM1.0D | 1250 Diam Melinex Silencer 1.0D | FM - DONKIN
349 | 1250SM1.0DP | 1250 Diam Melinex Silencer 1.0D Podded | FM - DONKIN
350 | 1250SM1.5D | 1250 Diam Melinex Silencer 1.5D | FM - DONKIN
351 | 1250SM1.5DP | 1250 Diam Melinex Silencer 1.5D Podded | FM - DONKIN
352 | 1250SM2.0D | 1250 Diam Melinex Silencer 2.0D | FM - DONKIN
353 | 1250SM2.0DP | 1250 Diam Melinex Silencer 2.0D Podded | FM - DONKIN
354 | 125T300 | 125 Diam Tube Silencer 300L | FM - DONKIN
355 | 125T600 | 125 Diam Tube Silencer 600L | FM - DONKIN | ATTENU-TEC | 4 | 4 | 0 |  | 0
356 | 125TTSilentM | 125 TT Silent M Fan | FM - DONKIN
357 | 12611 | V 150/6 P | FM - VORTICE | VORTICE
358 | 12612 | V 150/6 AR | FM - VORTICE | VORTICE | 44
359 | 12613 | V 150/6 ARI | FM - VORTICE | VORTICE | 19
360 | 12614 | V 150/6 P LL S | FM - VORTICE | VORTICE
361 | 12615 | V 150/6 AR LL S | FM - VORTICE | VORTICE | 26
362 | 12616 | V 150/6 ARI LL S | FM - VORTICE | VORTICE | 9
363 | 1270510 | CUADRO MANDOS BOX SMART
364 | 1272947 | THT/CL -125-6T/ 12-15-F-300 IE3
365 | 1273007 | THT/IMP-C-REV-63-2T-20-F-400 IE3
366 | 12740 | 30/12 ARI | FM - VORTICE | VORTICE
367 | 1275754 | CJK/FILTER/EC-500-F7+F9
368 | 1280298 | DAMPER BOX SMART 71/80
369 | 1286836 | PS-125 20CV
370 | 12877 | IRET INVERTER 400 2.2A | FM - VORTICE | VORTICE
371 | 12878 | IRET INVERTER 400 3.6A | FM - VORTICE | VORTICE
372 | 12879 | IRET INVERTER 400 5A | FM - VORTICE | VORTICE
373 | 12880 | IRET INVERTER 400 8A | FM - VORTICE | VORTICE
374 | 1289142 | SV/FILTER/EC- 200 F6+F8
375 | 12941 | CR5N Speed Controller | FM - VORTICE | VORTICE
376 | 12943 | CR5 Speed Controller | FM - VORTICE | VORTICE | 11
377 | 129521 | AT 12/9 SC - Single Unit | FM - NICOTRA
378 | 129522 | AT 12/9 SC2 - Double Unit | FM - NICOTRA
379 | 12966 | C1.5 Speed Controller (to suit Lineo 100 to 200) | FM - VORTICE | VORTICE | 20
380 | 12967 | C2.5 Speed Controller (to suit Lineo 250 to 315) | FM - VORTICE | VORTICE | 26
381 | 12994 | PIR | FM - VORTICE | VORTICE | 8
382 | 12998 | PIR Sensor | FM - VORTICE | VORTICE | 26
383 | 12X1 THREADED ROD 8.8 ZINC BLUE 12X1 975 8.8 ZB | 12X1 THREADED ROD 8.8 ZINC BLUE 12X1 975 8.8 ZB
384 | 13001 | KIT TE 150/6 Roof Mounting | FM - VORTICE | VORTICE | 4
385 | 13002 | KIT TE 230/9 Roof Mounting | FM - VORTICE | VORTICE | 20
386 | 13003 | KIT TE 300/12 Roof Mounting | FM - VORTICE | VORTICE
387 | 13028 | KIT TC 230/9 | FM - VORTICE | VORTICE | 14
388 | 2025-11-13 | CABTYRE - 6MM X 6 LUGS 10PKT
389 | 2025-12-13 | CABTYRE - 6MM X 8 LUGS 10PKT
390 | 132B0100 | OPT MICRO LCP DISPLAY W/O POTENTIOM
391 | 1352297 | SC-1250/1200
392 | 1353233 | KIT BOXSMART-7100 - 230V. -1D
393 | 1353244 | KIT BOXSMART-7100 - 230V. -2D
394 | 1355136 | HGT-125-4T/12-60 400/690V. IE3
395 | 1373000218 | MOTORE GM-63A4 B143F TC10 - TIRACAMINO MOTOR | FM - VORTICE | VORTICE
396 | 13mm X 8mm | A 2100
397 | 1400mm | Twin Stage Fan c/w 90kw 4Pole (1400rpm) 550V motor
398 | 1400mm BM | 1400mm Bellmouth
399 | 1400mm Inlet | and Discharge Screen
400 | 15000 | Tiracamino Chimney Fan for Chimney Tops | FM - VORTICE | VORTICE | 0
401 | 1502479 | HTMH-71-4T-4 220/380V. 60Hz IE3
402 | 1503634 | CA/LINE/EC-35 50/60Hz.
403 | 150T300 | 150 Diam Tube Silencer 300L | FM - DONKIN
404 | 150T600 | 150 Diam Tube Silencer 600L | FM - DONKIN | ATTENU-TEC | 11 | 10 | 0 |  | 0
405 | 150T900 | 150 Diam Tube Silencer 900L
406 | 2025-01-15 | TI8R BLK - T18R CABLE TIES BLACK 100MMX2
407 | 1511521 | AT 15/11 SC - Single Unit | FM - NICOTRA
408 | 1515521 | AT 15/15 SC - Single Unit | FM - NICOTRA
409 | 1515522 | AT 15/15 SC2 - Double Unit | FM - NICOTRA
410 | 2025-05-15 | T50R BLACK - T50R CABLE TIES BLACK 198MMX4
411 | 15928 | Repair CMP-1025-2T-3 ( ROS Del Note 15928)
412 | 16 SQ MED SPRING WASHER Z/BLUE 16 7980 SS ZB | 16 SQ MED SPRING WASHER Z/BLUE 16 7980 SS ZB | FASTENERS
413 | 1600CF | 1600 Diam Counter Flange | COUNTER FLANGE | THE LAZER GUY
414 | 1600FC | 1600 Diam Flexible Connection | FM - DONKIN
415 | 1600HVJ-2S | 1600 Diam Vertical Discharge Unit | FM - DONKIN
416 | 1600HVJ-2SB | 1600 Diam Vertical Discharge BASE | FM - DONKIN
417 | 1600IC | 1600 Dia Inlet Cone | Accessories
418 | 1600ICS | 1600 Dia Inlet Cone Screen
419 | 1600MF | 1600 Diam Mounting Feet | MOUNTING FEET | THE LAZER GUY
420 | 1600S1.0D | 1600 Diam Silencer 1.0D | FM - DONKIN
421 | 1600S1.0DP | 1600 Diam Silencer 1.0D Poded | FM - DONKIN
422 | 1600S1.5D | 1600 Diam Silencer 1.5D | FM - DONKIN
423 | 1600S1.5DP | 1600 Diam Silencer 1.5D Podded | FM - DONKIN
424 | 1600S2.0D | 1600 Diam Silencer 2.0D | FM - DONKIN
425 | 1600S2.0DP | 1600 Diam Silencer 2.0D Podded | FM - DONKIN
426 | 1600SM1.0D | 1600 Diam Melinex Silencer 1.0D | FM - DONKIN
427 | 1600SM1.0DP | 1600 Diam Melinex Silencer 1.0D Podded | FM - DONKIN
428 | 1600SM1.5D | 1600 Diam Melinex Silencer 1.5D | FM - DONKIN
429 | 1600SM1.5DP | 1600 Diam Melinex Silencer 1.5D Podded | FM - DONKIN
430 | 1600SM2.0D | 1600 Diam Melinex Silencer 2.0D | FM - DONKIN
431 | 1600SM2.0DP | 1600 Diam Melinex Silencer 2.0D Podded | FM - DONKIN
432 | 16039 | CA 250 VO In-Line Tube Fan Plastic Casing
433 | 1609CL | 160/9 Clamp - to suit, 14mm, 19mm, 24mm and 28mm bore hubs | HUB | CFW Fans | 2
434 | 1609CL28 | 160/9 Clamp - 28mm
435 | 1609H14 | 160/9 Hub - 14mm | HUB | CFW Fans | 0 |  | 8
436 | 1609H19 | 160/9 Hub - 19mm | HUB | CFW Fans | 3 |  | 6
437 | 1609H24 | 160/9 Hub - 24mm | HUB | CFW Fans | 1 |  | 6
438 | 1609H28 | 160/9 Hub - 28mm | HUB | CFW Fans | 2 |  | 6
439 | 160T300 | 160 Diam Tube Silencer 300L | FM - DONKIN
440 | 160T600 | 160 Diam Tube Silencer 600L | FM - DONKIN
441 | 160W, 230V, 4500m3/hr, 40lt | Evaporative Air Cooler | Accessories
442 | 160X3SPA | PULLEY FRICTION BELT V-WEDGE 3 GROOVE SPA 2517 TAPER 160MM FENNER
443 | 1610X28MM. | Taper Lock Bush Metric 1610 28mm FE
444 | 1610X38MM | TAPER LOCK BUSH METRIC 1610 38MM FENNER
445 | 16183 | CA 150 MD E RF
446 | 16185 | CA 200 MD E RF | FM - VORTICE | VORTICE
447 | 16702 | PRA GLD FLP TTECH SWA D/COMP NO1 M20
448 | 168-37 | FAS3212LF RIVET FA - 3.2MMX12MM POP RIVETS
449 | 16X1 THREADED ROD 8 . 8 ZINC BLUE 16X1 975 8 .8 ZB | 16X1 THREADED ROD 8 . 8 ZINC BLUE 16X1 975 8 .8 ZB
450 | 17001 | LINEO 100 VO | FM - VORTICE | VORTICE | 6
451 | 17004 | LINEO 160 VO | FM - VORTICE | VORTICE
452 | 17005 | LINEO 1000 VO | FM - VORTICE | VORTICE | 16
453 | 17009 | LINEO 250 VO | FM - VORTICE | VORTICE
454 | 17013 | LINEO 125 VO KIT | FM - VORTICE | VORTICE
455 | 17021 | LINEO 100 TVO | FM - VORTICE | VORTICE | 28
456 | 17022 | LINEO 125 TVO | FM - VORTICE | VORTICE
457 | 17023 | LINEO 150 TVO | FM - VORTICE | VORTICE
458 | 17143 | LINEO 100 Q | FM - VORTICE | VORTICE
459 | 17144 | LINEO 100 | FM - VORTICE | VORTICE
460 | 17145 | LINEO 125 | FM - VORTICE | VORTICE | 15
461 | 17146 | LINEO 150 | FM - VORTICE | VORTICE | 11
462 | 17147 | LINEO 160 | FM - VORTICE | VORTICE | 11
463 | 17148 | LINEO 200 Q | FM - VORTICE | VORTICE | 4
464 | 17149 | LINEO 250 Q | FM - VORTICE | VORTICE
465 | 17160 | LINEO 100 QUIET | FM - VORTICE | VORTICE | 20
466 | 17161 | LINEO 125 QUIET | FM - VORTICE | VORTICE | 16
467 | 17162 | LINEO 150 QUIET | FM - VORTICE | VORTICE | 21
468 | 17163 | LINEO 160 QUIET | FM - VORTICE | VORTICE | 0
469 | 17164 | LINEO 200 QUIET | FM - VORTICE | VORTICE | 12
470 | 17165 | LINEO 250 QUIET | FM - VORTICE | VORTICE | 0
471 | 17166 | LINEO 315 QUIET | FM - VORTICE | VORTICE | 13
472 | 17177 | LINEO 200 T | FM - VORTICE | VORTICE | 3
473 | 17180 | LINEO 200 | FM - VORTICE | VORTICE | 20
474 | 17181 | LINEO 250 | FM - VORTICE | VORTICE | 18
475 | 17182 | LINEO 315 | FM - VORTICE | VORTICE | 8
476 | 17184 | LINEO 100 Q T | FM - VORTICE | VORTICE
477 | 17185 | LINEO 100 T | FM - VORTICE | VORTICE
478 | 17186 | LINEO 125 T | FM - VORTICE | VORTICE
479 | 17187 | LINEO 150 T | FM - VORTICE | VORTICE
480 | 17188 | LINEO 160 T | FM - VORTICE | VORTICE
481 | 18.5KW 4P 380V IP55 300 C/2HR | WEG SMOKEX PAD W22 MOTOR | MOTORS
482 | 1813521 | AT 18/13 SC - Single Unit | FM - NICOTRA
483 | 1818521 | AT 18/18 SC - Single Unit | FM - NICOTRA
484 | 1818522 | AT 18/18 SC2 - Double Unit | FM - NICOTRA
485 | 18INLET-CONE | 18 Inch Inlet Cone | INLET CONE
486 | 19220 | METAL DRY AUTOMATIC
487 | 194832 | M10 FLAT WASHER DIN 125A ZINC BLUE (10 .5i/dx20o/dX2thk) | FASTENERS
488 | 194843 | M12 FLAT WASHER DIN 125A ZINC BLUE (13i/d x 24o/d x 2 .5 thk) | FASTENERS
489 | 194856 | M16 FLAT WASHER DIN 125A ZINC BLUE (17i/d x 30o/d X 3thk) | FASTENERS
490 | 194916 | M6 (6.4 X12X1.6) FLAT WASHER DIN 125A ZINC BLUE | FASTENERS
491 | 194925 | M8 FLAT WASHER DIN 125A ZINC BLUE (8 . 4ID*16OD*1 . 6THICK) | FASTENERS
492 | 2.2 kw VSD | Speed controller | VSD
493 | 2.223PM | 2.2kW 2P 380V Pad Mount Motor | MOTORS
494 | 2.243FM | 2.2kW 4P 380V Foot Mount Motor | MOTORS
495 | 2.243PM | 2.2kW 4P 380V Pad Mount Motor | MOTORS
496 | 2.263PM | 2.2kW 6P 380V Pad Mount Motor | MOTORS
497 | 200220VSD | 220kW 220V VSD | VSD
498 | 200486 | No10 (4.8mm)*19 PAN/HD POZI SELF TAPPER
499 | 200LS | Louvre Shutter | LOUVRE
500 | 200T1200 | 200 Diam Tube Silencer 1200L | FM - DONKIN
501 | 200T300 | 200 Diam Tube Silencer 300L | FM - DONKIN
502 | 200T600 | 200 Diam Tube Silencer 600L | FM - DONKIN | ATTENU-TEC | 8 | 12 | 4 |  | 0
503 | 200T900 | 200 Diam Tube Silencer 900L | FM - DONKIN
504 | 2012X25MM | TAPER LOCK BUSH METRIC 2012 25MM FENNER | FITTINGS
505 | 2012X38MM | TAPER LOCK BUSH METRIC 2012 38MM FENNER | FITTINGS
506 | 214165 | M10X25X2 FLAT WASHER Z/BLUE | FASTENERS
507 | 214899 | M12X30X3 FLAT WASHER Z/BLUE | FASTENERS
508 | 220025 | M8 . 4*20*3 FLAT WASHER Z/BLUE | FASTENERS
509 | 22010 | 100 Wall Fans | FM - VORTICE | VORTICE | 39
510 | 22020 | 120/150 Wall Fixed Grills | FM - VORTICE | VORTICE | 42
511 | 22131 | F 100 / 4 WINDOW KIT | FM - VORTICE | VORTICE | 12
512 | 22132 | F 120 / 5 WINDOW KIT | FM - VORTICE | VORTICE | 27
513 | 22133 | F 150 / 6 WINDOW KIT | FM - VORTICE | VORTICE | 17
514 | 221331 | M150/6 Spare Motor | FM - VORTICE
515 | 22154 | S 100 / 4 CEILING KIT | FM - VORTICE | VORTICE
516 | 22155 | S 120 / 5 CEILING KIT | FM - VORTICE | VORTICE
517 | 22156 | S 150 / 6 CEILING KIT | FM - VORTICE | VORTICE
518 | 22165 | FG 100 FIXED GRILLE (VOR 22165) | FM - VORTICE | VORTICE
519 | 22167 | FG 150 FIXED GRILLE (VOR 22167) | FM - VORTICE | VORTICE
520 | 22668 | CA-FU 125 | FM - VORTICE | VORTICE
521 | 22M16X150 | M16 X 150 HT Setscrews | FASTENERS
522 | 235829 | M16*120 HT HEX BOLT Z/BLUE | FASTENERS
523 | 237756 | M10*16 HT HEX SET SCREW Z/BLUE | FASTENERS
524 | 237939 | M12*20 HT HEX SET SCREW Z/BLUE 12X20 933 8.8 ZB | FASTENERS
525 | 237993 | M12*40 HT HEX SET SCREW Z/BLUE | FASTENERS
526 | 238028 | M12*60 HT HEX SET SCREW Z/BLUE | FASTENERS
527 | 238062 | M12*90 HT HEX SET SCREW Z/BLUE | FASTENERS
528 | 238152 | M16*100 HT HEX SET SCREW Z/BLUE | FASTENERS
529 | 238166 | M16*120 HT HEX SET SCREW Z/BLUE | FASTENERS
530 | 238185 | M16*150 HT HEX SET SCREW ZINC BLUE | FASTENERS
531 | 238307 | M16*80 HT HEX SET SCREW Z/BLUE | FASTENERS
532 | 239044 | M5*16 HT HEX SET SCREW Z/BLUE | FASTENERS
533 | 239158 | M6*25 HT HEX SET SCREW Z/BLUE | FASTENERS
534 | 239281 | M8*16 HT SET SCREW Z/BLUE | FASTENERS
535 | 241419 | M10 (10.5X20X2) DIN 125 FLAT WASHER S/S 304 - A2 | FASTENERS
536 | 241420 | M12 FLAT WASHER DIN 125A - (13i/dX24o/dX2.5thk) S/S 304 - A2 | FASTENERS
537 | 241421 | M16 (17X30X3) FLAT WASHER DIN 125A S/S 304 - A2 | FASTENERS
538 | 241440 | M5 FLAT WASHER DIN 125A S/S 304 - A2 -(5.3i/d X 10o/d X 1thk) | FASTENERS
539 | 241442 | M6 FLAT WASHER DIN 125A S/S 304 - A2 - (6.4X12.5X1.6) | FASTENERS
540 | 242536 | No10 (4.8mm) X 19 PAN/HD POZI SELF TAPPER - S/S 304 - A2
541 | 244896 | M10*25 HEX SET SCREW S/S 304 - A2
542 | 244949 | M12*25 HEX SET SCREW S/S A2 - 304
543 | 244999 | M16X120 A2 HEX SET SCREW
544 | 245022 | M16*60 HEX SET SCREW S/S A2 - 304
545 | 245035 | M16*90 A2 HEX SET SCREW
546 | 245199 | M5*16 HEX SET SCREW S/S 304 - A2
547 | 245232 | M6*16 A2 HEX SET SCREW
548 | 245328 | M12 HEX NUT S/S 304 - A2
549 | 245333 | M16 HEX NUT S/S A2 304
550 | 245381 | M5 HEX NUTS S/S 304 - A2
551 | 245388 | M6 HEX NUT S/S 304 - A2
552 | 24VDC | 24VDV, KL, Plug, 119x119x38mm, Compact fan
553 | 250 WL | Weather Louvre
554 | 250/355 WC | Wall Cowl Galvanized
555 | 25001 | PRA BLANKING PLUG FLP Exd 20mm
556 | 25012CL | 250/12 Clamp - to suit, 38mm and 42mm bore hubs | HUB | CFW Fans | 20
557 | 25012CL38 | 250/12 Clamp - 38mm
558 | 25012CL42 | 250/12 Clamp - 42mm
559 | 25012H19 | 250/12 Hub - 19mm | HUB | CFW Fans | 0
560 | 25012H24 | 250/12 Hub - 24mm bore | HUB | CFW Fans | 5
561 | 25012H28 | 250/12 Hub - 28mm bore | HUB | CFW Fans | 1
562 | 25012H38 | 250/12 Hub - 38mm | HUB | CFW Fans | 1
563 | 25012H42 | 250/12 Hub - 42mm | HUB | CFW Fans | 6
564 | 250LS | Louvre Shutter
565 | 250T1200 | 250 Diam Tube Silencer 1200L
566 | 250T300 | 250 Diam Tube Silencer 300L | FM - DONKIN
567 | 250T600 | 250 Diam Tube Silencer 600L | FM - DONKIN | ATTENU-TEC | 8 | 10 | 2 |  | 0
568 | 2517X25MM. | TAPER LOCK BUSH METRIC 2517 25MM FENNER
569 | 2517X28MM | TAPER LOCK BUSH METRIC 2517 28MM FENNER
570 | 2517X35MM | TAPER LOCK BUSH METRIC 2517 35MM FENNER
571 | 255557 | Stop Start Panel - ABB
572 | 257799 | M10 DIN 934 GRADE 8.8 HEX NUT - Satinless Steel
573 | 257855 | M16 GR8 HEX NUT Z/BLUE
574 | 258032 | M5 HT HEX NUT Z/BLUE
575 | 258205 | M12 HT NYLOCK NUT
576 | 258306 | M6 HT NYLOCK NUT
577 | 25CA10 | Manifold Filter 5''
578 | 25FF10J20 | Filtro - FLANGIA DN100 - CON 2 PRESE DI PRESSIONE 1/4 GAS E TAPPI - Item Code: FF10J20
579 | 25FL10 | Filter FL10
580 | 25FM10. | FLEXIBLE SLEEVE FM 10
581 | 25FM8 | Flexible Sleeve FM 8
582 | 25MC040 | PRESSURE GAUGE 0-600 M.BAR
583 | 25MP8 | Sleeve MP 8 with O-Ring
584 | 25PV10950 | Valve Holder G5 INOX VRL 9 L50
585 | 25VC10- | NON-RETURN VALVE
586 | 25VRL6G50 | RELIEF VALVE VRL9 GAS L50
587 | 25VRL9G50 | RELIEF VALVE VRL9 GAS L50
588 | 26016666640A | HBA 112 T6 c/w 7.5Kw 6P 525V
589 | 26025 | DEUMIDO 10 | FM - VORTICE | VORTICE
590 | 26027 | DEUMIDO 20 | FM - VORTICE | VORTICE | 4
591 | 26-29 | 4MM RED RING LUGS
592 | 26-30 | 5MM RED RING LUGS
593 | 267215 | M12 HEX NUT ZINC BLUE
594 | 3 MM PLT | Bending
595 | 300 X 300 DG | DOOR GRILLE 300/300 NS NA
596 | 300 x 300 filter box | c/w filter, 450 x 450 weather louvre & double deflection grill
597 | 300220VSD | 320kW 220V VSD
598 | 300WL | Weather Louvre
599 | 30301 | C 10/2 T ATEX II 2G/D h T3/125 X Gb/Db | FM - VORTICE | VORTICE | 1
600 | 30304 | C 15/2 T ATEX II 2G/D h T3/125 X Gb/Db | FM - VORTICE | VORTICE | 1
601 | 30305 | C 20/2 T ATEX II 2G/D h T3/125 X Gb/Db | FM - VORTICE | VORTICE | 0
602 | 30306 | C 25/2 T ATEX II 2G/D h T3/125 X Gb/Db | FM - VORTICE | VORTICE | 0
603 | 30307 | C 30/2 T ATEX II 2G/D h T3/125 X Gb/Db | FM - VORTICE | VORTICE | 1
604 | 30308 | C 30/4 T ATEX II 2G/D h T3/125 X Gb/Db | FM - VORTICE | VORTICE | 4
605 | 30309 | C 31/4 T ATEX II 2G/D h T3/125 X Gb/Db | FM - VORTICE | VORTICE | 1
606 | 30310 | C 35/4 T ATEX II 2G/D h T3/125 X Gb/Db | FM - VORTICE | VORTICE | 1
607 | 30311 | C 37/4 T ATEX II 2G/D h T3/125 X Gb/Db | FM - VORTICE | VORTICE | 2
608 | 30630189P16 | Majax-2 Screen
609 | 315 LS | Louvre Shutter
610 | 315-560AVMS | 315 to 560 NDA RED ANeoprene Floor Mounts | FM - DONKIN
611 | 315CF | 315 Diam Counter Flange | COUNTER FLANGE | THE LAZER GUY | 50
612 | 315FC | 315 Diam Flexible Connection | FM - DONKIN
613 | 315HVJ-2S | 315 Diam Vertical Discharge Unit | FM - DONKIN
614 | 315HVJ-2SB | 315 Diam Vertical Discharge BASE | FM - DONKIN
615 | 315MBP01 | 1-0350-240-P01 - 315 Motor Bracket | BRACKET | THE LAZER GUY
616 | 315MF | 315 Diam Mounting Feet | MOUNTING FEET | THE LAZER GUY | 54
617 | 315S1.0D | 315 Diam Silencer 1.0D | FM - DONKIN
618 | 315S1.0DP | 315 Diam Silencer 1.0D Podded | FM - DONKIN
619 | 315S1.5D | 315 Diam Silencer 1.5D | FM - DONKIN
620 | 315S1.5DP | 315 Diam Silencer 1.5D Podded | FM - DONKIN | ATTENU-TEC | 5 | 8 | 3 |  | 0
621 | 315S2.0D | 315 Diam Silencer 2.0D | FM - DONKIN | ATTENU-TEC | 1 | 0 | 0 |  | 0
622 | 315S2.0DP | 315 Diam Silencer 2.0D Podded | FM - DONKIN
623 | 315SM1.0D | 315 Diam Melinex Silencer 1.0D | FM - DONKIN
624 | 315SM1.0DP | 315 Diam Melinex Silencer 1.0D Podded | FM - DONKIN
625 | 315SM1.5D | 315 Diam Melinex Silencer 1.5D | FM - DONKIN
626 | 315SM1.5DP | 315 Diam Melinex Silencer 1.5D Podded | FM - DONKIN
627 | 315SM2.0D | 315 Diam Melinex Silencer 2.0D | FM - DONKIN
628 | 315SM2.0DP | 315 Diam Melinex Silencer 2.0D Podded | FM - DONKIN
629 | 315T300 | 315 Diam Tube Silencer 300L | FM - DONKIN
630 | 315T600 | 315 Diam Tube Silencer 600L | FM - DONKIN | ATTENU-TEC | 10 | 12 | 2 |  | 0
631 | 315T900 | 315 Diam Tube Silencer 900L | FM - DONKIN
632 | 320 x 280 x 80 | 220V KL Plug - 250HL0601
633 | 323PM | 3kW 2P 380V Pad Mount Motor | [9 empty] | 323PM - 3kW 2P 380V Pad Mount Motor
634 | 33353 | C30/4T | FM - VORTICE | VORTICE | 1
635 | 33355 | C31/4T | FM - VORTICE | VORTICE | 1
636 | 343PM | 3kW 4P 380V Pad Mount Motor | [9 empty] | 343PM - 3kW 4P 380V Pad Mount Motor
637 | 350 x 350 filter box | c/w filter, 450 x 450 weather louvre & double deflection grill
638 | 355CF | 355 Diam Counter Flange | COUNTER FLANGE | THE LAZER GUY
639 | 355FC | 355 Diam Flexible Connection | FM - DONKIN
640 | 355HVJ-2S | 355 Diam Vertical Discharge Unit | FM - DONKIN
641 | 355HVJ-2SB | 355 Diam Vertical Discharge BASE | FM - DONKIN
642 | 355MF | 355 Diam Mounting Feet | MOUNTING FEET | THE LAZER GUY
643 | 355S1.0D | 355 Diam Silencer 1.0D | FM - DONKIN
644 | 355S1.0DP | 355 Diam Silencer 1.0D Podded | FM - DONKIN
645 | 355S1.5D | 355 Diam Silencer 1.5D | FM - DONKIN
646 | 355S1.5DP | 355 Diam Silencer 1.5D Podded | FM - DONKIN
647 | 355S2.0D | 355 Diam Silencer 2.0D | FM - DONKIN
648 | 355S2.0DP | 355 Diam Silencer 2.0D Podded | FM - DONKIN
649 | 355SM1.0D | 355 Diam Melinex Silencer 1.0D | FM - DONKIN
650 | 355SM1.0DP | 355 Diam Melinex Silencer 1.0D Podded | FM - DONKIN
651 | 355SM1.5D | 355 Diam Melinex Silencer 1.5D | FM - DONKIN
652 | 355SM1.5DP | 355 Diam Melinex Silencer 1.5D Podded | FM - DONKIN
653 | 355SM2.0D | 355 Diam Melinex Silencer 2.0D | FM - DONKIN
654 | 355SM2.0DP | 355 Diam Melinex Silencer 2.0D Podded | FM - DONKIN
655 | 355T600. | 355 Diam Tube Silencer 600L | FM - DONKIN | ATTENU-TEC | 10 | 6 | 0 |  | 0
656 | 363PM | 3kW 6P 380V Pad Mount Motor
657 | 380W, 230V, 800m3/hr, 75lt | Evaporative Air Cooler: 3 Speed
658 | 3mm gal plt - Program 1 | program 1
659 | 3mm galv plt | Mounting feet | MOUNTING FEET | THE LAZER GUY
660 | 3mm galv plt - Bracket | Bracket | BRACKET | THE LAZER GUY
661 | 3mm plt - program 2 | Program 2
662 | 4 kW 2P 112M | 3Ph 380-400-415 Standard Efficiency IC418 - TEAO - B30L(D)
663 | 4.03 | Ablution ventilation
664 | 400220VSD | 420kW 220V VSD
665 | 400BS | Bird Screen
666 | 400C400 | 400 Casing x 400mm Long - DO NOT DRILL MOTOR AND BRACKET HOLES | CASING
667 | 400CF | 400 Diam Counter Flange | COUNTER FLANGE | THE LAZER GUY | 62
668 | 400FC | 400 Diam Flexible Connection | FM - DONKIN
669 | 400HVJ-2S | 400 Diam Vertical Discharge Unit | FM - DONKIN
670 | 400HVJ-2SB | 400 Diam Vertical Discharge BASE | FM - DONKIN
671 | 400MBP02 | 1-0350-240 P02 - 400 Motor Bracket | BRACKET | THE LAZER GUY
672 | 400MF | 400 Diam Mounting Feet | MOUNTING FEET | THE LAZER GUY | 74
673 | 400S1.0D | 400 Diam Silencer 1.0D | FM - DONKIN
674 | 400S1.0DP | 400 Diam Silencer 1.0D Podded | FM - DONKIN
675 | 400S1.5D | 400 Diam Silencer 1.5D | FM - DONKIN
676 | 400S1.5DP | 400 Diam Silencer 1.5D Podded | FM - DONKIN | ATTENU-TEC | 9 | 8 | 0 |  | 0
677 | 400S2.0D | 400 Diam Silencer 2.0D | FM - DONKIN
678 | 400S2.0DP | 400 Diam Silencer 2.0D Podded | FM - DONKIN
679 | 400SC | 400 Diam Side Screen
680 | 400SM1.0D | 400 Diam Melinex Silencer 1.0D | FM - DONKIN
681 | 400SM1.0DP | 400 Diam Melinex Silencer 1.0D Podded | FM - DONKIN
682 | 400SM1.5D | 400 Diam Melinex Silencer 1.5D | FM - DONKIN
683 | 400SM1.5DP | 400 Diam Melinex Silencer 1.5D Podded | FM - DONKIN
684 | 400SM2.0D | 400 Diam Melinex Silencer 2.0D | FM - DONKIN
685 | 400SM2.0DP | 400 Diam Melinex Silencer 2.0D Podded | FM - DONKIN
686 | 400WL | Weather Louvre
687 | 400X400WL | Weather Louvre NS
688 | 40301 | E 254 M ATEX II 2G/D h T3/125 X Gb/Db | FM - VORTICE | VORTICE
689 | 40302 | E 304 M ATEX II 2G/D h T3/125 X Gb/Db | FM - VORTICE | VORTICE | 1
690 | 40304 | E 354 M ATEX II 2G/D h T3/125 X Gb/Db | FM - VORTICE | VORTICE
691 | 40306 | E 404 M ATEX II 2G/D h T3/125 X Gb/Db | FM - VORTICE | VORTICE | 3
692 | 40308 | E 454 M ATEX II 2G/D h T3/125 X Gb/Db | FM - VORTICE | VORTICE | 1
693 | 40309 | E 254 T ATEX II 2G/D h T3/125 X Gb/Db | FM - VORTICE | VORTICE | 1
694 | 40310 | E 304 T ATEX II 2G/D h T3/125 X Gb/Db | FM - VORTICE | VORTICE | 1
695 | 40313 | E 354 T ATEX II 2G/D h T3/125 X Gb/Db | FM - VORTICE | VORTICE | 2
696 | 40314 | E404 T ATEX | FM - VORTICE | VORTICE | 2
697 | 40315 | E 454 T ATEX II 2G/D h T3/125 X Gb/Db | FM - VORTICE | VORTICE
698 | 40316 | E 504 T ATEX II 2G/D h T3/125 X Gb/Db | FM - VORTICE | VORTICE | 7
699 | 40317 | E 604 T ATEX II 2G/D h T3/125 X Gb/Db | FM - VORTICE | VORTICE
700 | 4032+0037 | SPARE MOTOR SIZE 90 - 2.2kW 2 POLI - 230V-50Hz SINGLE-PHASE -CL.F TROP. IP55 + PTO
701 | 40322 | E 354 M ATEX II 2G/D h T3/125 X Gb/Db
702 | 40324 | E 454 M ATEX II 2G/D h T3/125 X Gb/Db
703 | 40329 | E 454 T ATEX II 2G/D h T3/125 X Gb/Db
704 | 42116 | BD 12/12 T6 1.1KW 251520160
705 | 42227 | A-E 304 T | FM - VORTICE | VORTICE
706 | 42259 | A-E 354 T | FM - VORTICE | VORTICE
707 | 423PM | 4kW 2P 380V Pad Mount Motor | [9 empty] | 423PM - 4kW 2P 380V Pad Mount Motor
708 | 44.13.0010 | Round Terminal Block
709 | 443FM | 4KW 4 D112 ALU Foot 400V IE1 SN:
710 | 443PM | 4kW 4P 380V Pad Mount Motor
711 | 450CF | 450 Diam Counter Flange | COUNTER FLANGE | THE LAZER GUY
712 | 450FC | 450 Diam Flexible Connection | FM - DONKIN
713 | 450HVJ-2S | 450 Diam Vertical Discharge Unit | FM - DONKIN
714 | 450HVJ-2SB | 450 Diam Vertical Discharge BASE | FM - DONKIN
715 | 450MF | 450 Diam Mounting Feet | MOUNTING FEET | THE LAZER GUY
716 | 450S1.0D | 450 Diam Silencer 1.0D | FM - DONKIN
717 | 450S1.0DP | 450 Diam Silencer 1.0D Podded | FM - DONKIN
718 | 450S1.5D | 450 Diam Silencer 1.5D | FM - DONKIN
719 | 450S1.5DP | 450 Diam Silencer 1.5D Podded | FM - DONKIN
720 | 450S2.0D | 450 Diam Silencer 2.0D | FM - DONKIN
721 | 450S2.0DP | 450 Diam Silencer 2.0D Podded | FM - DONKIN | ATTENU-TEC | 4 | 0 | 0 |  | 0
722 | 450SM1.0D | 450 Diam Melinex Silencer 1.0D | FM - DONKIN
723 | 450SM1.0DP | 450 Diam Melinex Silencer 1.0D Podded | FM - DONKIN
724 | 450SM1.5D | 450 Diam Melinex Silencer 1.5D | FM - DONKIN
725 | 450SM1.5DP | 450 Diam Melinex Silencer 1.5D Podded | FM - DONKIN
726 | 450SM2.0D | 450 Diam Melinex Silencer 2.0D | FM - DONKIN
727 | 450SM2.0DP | 450 Diam Melinex Silencer 2.0D Podded | FM - DONKIN
728 | 46000 | PRA GLAND FLP Exde BRASS CPR N0S M20
729 | 463PM | 4kW 6P 380V Pad Mount Motor
730 | 480CF | Counter Flanges |  | THE LAZER GUY
731 | 480MF | Mounting Feet | MOUNTING FEET | THE LAZER GUY
732 | 49111090 | CATALOGO
733 | 4mm Grub Screw | 4mm Grub Screw
734 | 4mm plt | 1000 Flanges Special request
735 | 5.523FM | 5.5KW 2P 400V FOOT MOUNT MOTOR
736 | 5.523PM | 5.5 kW 2P 380V Pad Mount Motor
737 | 5.543PM | 5.5kW 4P 380V Pad Mount Motor
738 | 5.563PM | 5.5kW 6P 380V Pad Mount Motor
739 | 50 duct | 500mm 5meter
740 | 500 SC | 500 Diam Side Screen (HOT DEEP GALV)
741 | 500/560WC | 500/560 Wall Cowl
742 | 500220VSD | 520kW 220V VSD
743 | 500BS | Bird Screen
744 | 500C400 | 500 Casing x 400mm Long - DO NOT DRILL MOTOR AND BRACKET HOLES | CASING
745 | 500CF | 500 Diam Counter Flange | COUNTER FLANGE | THE LAZER GUY | 17
746 | 500FC | 500 Diam Flexible Connection | FM - DONKIN
747 | 500HVJ-2S | 500 Diam Vertical Discharge Unit | FM - DONKIN
748 | 500HVJ-2SB | 500 Diam Vertical Discharge BASE | FM - DONKIN
749 | 500IM | Spare Impeller
750 | 500MBP03 | 1-0350-240 P03 - 500 Motor Bracket | BRACKET | THE LAZER GUY | 25
751 | 500MF | 500 Diam Mounting Feet | MOUNTING FEET | THE LAZER GUY | 88
752 | 500mm Zinc - | Zinc Filter Clips
753 | 500mm Zinz - | Zinc Filter Clips
754 | 500S1.0D | 500 Diam Silencer 1.0D | FM - DONKIN
755 | 500S1.0DP | 500 Diam Silencer 1.0D Podded | FM - DONKIN
756 | 500S1.5D | 500 Diam Silencer 1.5D | FM - DONKIN
757 | 500S1.5DP | 500 Diam Silencer 1.5D Podded | FM - DONKIN | ATTENU-TEC | 5 | 8 | 3 |  | 0
758 | 500S2.0D | 500 Diam Silencer 2.0D | FM - DONKIN | ATTENU-TEC | 7 | 0 | 0 |  | 0
759 | 500S2.0DP | 500 Diam Silencer 2.0D Podded | FM - DONKIN
760 | 500SC- | Screen
761 | 500SM1.0D | 500 Diam Melinex Silencer 1.0D | FM - DONKIN
762 | 500SM1.0DP | 500 Diam Melinex Silencer 1.0D Podded | FM - DONKIN
763 | 500SM1.5D | 500 Diam Melinex Silencer 1.5D | FM - DONKIN
764 | 500SM1.5DP | 500 Diam Melinex Silencer 1.5D Podded | FM - DONKIN
765 | 500SM2.0D | 500 Diam Melinex Silencer 2.0D | FM - DONKIN
766 | 500SM2.0DP | 500 Diam Melinex Silencer 2.0D Podded | FM - DONKIN
767 | 502203527 | MBP 35 2T c/w 2.2Kw 2880rpm 380V Motor
768 | 51070 | PRA REDUCER FLP Ex d/e 32M-25F
769 | 560 20.D.8 | Spare Impeller
770 | 560 FB | Filter Box
771 | 560/150/10 SI | Spare Impeller (560mm 'B' 150A10AR 19mm 080Frame Deg 21 DEG - FM3181)
772 | 560CF | 560 Diam Counter Flange | COUNTER FLANGE | THE LAZER GUY | 6
773 | 560DC | Discharge Cowl
774 | 560FC | 560 Diam Flexible Connection | FM - DONKIN
775 | 560HVJ-2S | 560 Diam Vertical Discharge Unit | FM - DONKIN
776 | 560HVJ-2SB | 560 Diam Vertical Discharge BASE | FM - DONKIN
777 | 560IMP | Impeller 560/250/14 Aluminum - 20 deg pitch, Form B, 24mm Bore
778 | 560LS | Louvre Shutter
779 | 560MBP04 | 1-0350-240 P04 - 560 Motor Bracket | BRACKET | THE LAZER GUY | 19
780 | 560MF | 560 Diam Mounting Feet | MOUNTING FEET | THE LAZER GUY | 105
781 | 560S1.0D | 560 Diam Silencer 1.0D | FM - DONKIN
782 | 560S1.0DP | 560 Diam Silencer 1.0D Podded | FM - DONKIN
783 | 560S1.5D | 560 Diam Silencer 1.5D | FM - DONKIN
784 | 560S1.5DP | 560 Diam Silencer 1.5D Podded | FM - DONKIN | ATTENU-TEC | 5 | 8 | 3 |  | 0
785 | 560S2.0D | 560 Diam Silencer 2.0D | FM - DONKIN
786 | 560S2.0DP | 560 Diam Silencer 2.0D Podded | FM - DONKIN
787 | 560SC | Screen
788 | 560SM1.0D | 560 Diam Melinex Silencer 1.0D | FM - DONKIN
789 | 560SM1.0DP | 560 Diam Melinex Silencer 1.0D Podded | FM - DONKIN
790 | 560SM1.5D | 560 Diam Melinex Silencer 1.5D | FM - DONKIN
791 | 560SM1.5DP | 560 Diam Melinex Silencer 1.5D Podded | FM - DONKIN
792 | 560SM2.0D | 560 Diam Melinex Silencer 2.0D | FM - DONKIN | [5 empty] | 0
793 | 560SM2.0DP | 560 Diam Melinex Silencer 2.0D Podded | FM - DONKIN | ATTENU-TEC | 4 | 0 | 0 |  | 0
794 | 560WC | Wall Cowl & Screen
795 | 600 X 600 | Sand Trap Air Louver
796 | 600WC | Wall Cowl & Screen
797 | 600WL | Weather Louvre
798 | 6038M104 | AT18/18 AR 035 PHASE | FM - NICOTRA
799 | 610303 | DD 7-7 - 610303 - 62W 6P 230V-1Ph | FM - NICOTRA
800 | 610318 | DD 12/9 - 610318 - 1100W 6P 400V - 3Ph | FM - NICOTRA
801 | 610633 | DD 7/7 - 610633 - 147W 4P 230V-1Ph | FM - NICOTRA
802 | 630 | 630mm Fan Guard
803 | 630 Screen | Majax-2 Screen
804 | 630.20.D.4 | Spare Impeller
805 | 630/150/10 SI | Spare Impeller (0630mm 'B' 150A10AR 24mm 090Frame Deg 35 DEG - FM3180)
806 | 630/150/5 SI | Spare Impeller
807 | 630/150/6 SI | Spare Impeller
808 | 630/250/7SI | Spare Impeller
809 | 630/3/6 | UV 630/3/6 c/w 1.5 kW 6 Pole 380V
810 | 630-1000AVMS | 630 to 1000 NDB GREEN Neoprene Floor Mounts | FM - DONKIN
811 | 630CF | 630 Diam Counter Flange | COUNTER FLANGE | THE LAZER GUY | 13
812 | 630FC | 630 Diam Flexible Connection | FM - DONKIN
813 | 630HD | 630mm Horizontal Discharge Unit with flange and mesh
814 | 630HVJ-2S | 630 Diam Vertical Discharge Unit | FM - DONKIN
815 | 630HVJ-2SB | 630 Diam Vertical Discharge BASE | FM - DONKIN
816 | 630MB | 630 Impeller - Balance and Machine
817 | 630MBP05 | 1-0350-240 P05 - 630 Motor Bracket | BRACKET | THE LAZER GUY | 28
818 | 630MF | 630 Diam Mounting Feet | MOUNTING FEET | THE LAZER GUY | 37
819 | 630MV112P | Minevent 630 c/w 11kw 2P 400V
820 | 630S1.0D | 630 Diam Silencer 1.0D | FM - DONKIN | [5 empty] | 0
821 | 630S1.0DP | 630 Diam Silencer 1.0D Podded | FM - DONKIN | [5 empty] | 0
822 | 630S1.5D | 630 Diam Silencer 1.5D | FM - DONKIN | [5 empty] | 0
823 | 630S1.5DP | 630 Diam Silencer 1.5D Podded | FM - DONKIN | ATTENU-TEC | 3 | 8 | 5 |  | 0
824 | 630S2.0D | 630 Diam Silencer 2.0D | FM - DONKIN
825 | 630S2.0DP | 630 Diam Silencer 2.0D Podded | FM - DONKIN
826 | 630SC | Screen
827 | 630SM1.0D | 630 Diam Melinex Silencer 1.0D | FM - DONKIN
828 | 630SM1.0DP | 630 Diam Melinex Silencer 1.0D Podded | FM - DONKIN
829 | 630SM1.5D | 630 Diam Melinex Silencer 1.5D | FM - DONKIN | ATTENU-TEC | 2 | 0 | 0 |  | 0
830 | 630SM1.5DP | 630 Diam Melinex Silencer 1.5D Podded | FM - DONKIN | [5 empty] | 0
831 | 630SM2.0D | 630 Diam Melinex Silencer 2.0D | FM - DONKIN | [5 empty] | 0
832 | 630SM2.0DP | 630 Diam Melinex Silencer 2.0D Podded | FM - DONKIN | [5 empty] | 0
833 | 630WC | Wall Cowl & Screen
834 | 650503207000 | BEARING 3207 2RS
835 | 6DA005KZZ000000 | DDMP 8/9 T M6A1 DA5
836 | 6DB0046ZZ0000000 | DDMP 10/8 M6A4 DA8
837 | 6E21001 | RDHEO/0180 | FM - NICOTRA
838 | 6M020K | DDM 9/7 6M020K - 300W 4P 400V-3Ph | FM - NICOTRA
839 | 6M020M | DDM 9/7 - 6M020M - 550W 4P 230V-1Ph | FM - NICOTRA
840 | 6M02149B | DDM 10/10 3F 6P 550W
841 | 6M0247 | DDM 9/7 - 6M0247 - 200W 6P 230V-1Ph | FM - NICOTRA
842 | 6M0299 | DDM 7/7 - 6M0299 - 300W 4P 230V-1Ph | FM - NICOTRA
843 | 6M02H0 | DDM 10/10 - 6M02H0 - 600W 4P 220V-1Ph | FM - NICOTRA
844 | 6M02H4 | DDM 10/8 - 6M02H4 - 550W 4P 230V-1Ph | FM - NICOTRA
845 | 6M02H5 | DDM 10/8 - 6M02H5 - 600W 4P 380V | FM - NICOTRA
846 | 6M02P4 | DDM 10/10 - 6M02P4 - 550W 4P 230V-1Ph | FM - NICOTRA
847 | 6M02R7 | DDM 10/10 - 6M02R7 - 500W 6P 230V-1Ph | FM - NICOTRA
848 | 6M02R9 | DDM 9/9 - 6M02R9 - 550W 4P 220V-1Ph | FM - NICOTRA
849 | 6M0312 | DD 10/8 - 6M0312 - 245W 6P 220V - 1Ph | FM - NICOTRA
850 | 6M04A5 | DDMP8/7
851 | 6M0607 | DD 12/9 - 6M0607 - 590W 6P 400V - 3Ph | FM - NICOTRA
852 | 6M061U | DD 10/10 - 6M061U - 550W 6P 220V - 1Ph | FM - NICOTRA
853 | 6M0629 | DD 9/7 - 6M0629 - 373W 4P 220V - 13Ph | FM - NICOTRA
854 | 6M0631 | DD 10/8 - 6M0631 - 373W 4P 220V - 1Ph | FM - NICOTRA
855 | 6M066N | DD 9/9 - 6M066N - 550W 4P 220V - 1Ph | FM - NICOTRA
856 | 6M0679 | DD 10/10 - 6M0679 - 500W - 6P 220V - 1Ph | FM - NICOTRA
857 | 6M0690 | DD 9/7 - 6M0690 - 245W 6P 220V - 13Ph | FM - NICOTRA
858 | 6M0697 | DD 9/9 - 6M0697 - 300W 4P 220V - 1Ph | FM - NICOTRA
859 | 6M0698 | DD 9/9 - 6M0698 - 248W 6P 220V - 1Ph | FM - NICOTRA
860 | 6M06WA | DD9/9 4PIP - 370W | FM - NICOTRA
861 | 6mmEW | End Washer - 43mm OD and 6mm ID - Plated | FASTENERS
862 | 6N02R9 | DDM 9/9 - 6N02R9 - 550W 4P 220V-1Ph
863 | 6N02XF | DDM 10/10 E6G2503 1F 4P 1V
864 | 6N0320 | DD 12/12 - 6N0320 - 1100W 6P 400V 3Ph | FM - NICOTRA
865 | 6X4 HOT RUBBER CBK | 6X4 HOT RUBBER CBK
866 | 7.523PM | 7.5kW 2P 38V Pad Mount Motor
867 | 7.52FM | 7.5KW 2P 400V FOOT
868 | 7.543FM | 7.5kW 4P 400V B3 Alum QL3 Foot Mount
869 | 7.543PM | 7.5kW 4P 380V Pad Mount Motor
870 | 7.5kW | 4Pole 380V IE1 B3 Cast Iron Foot Mount
871 | 7000034 | CDC 100 - 7000034 - CDC 100C | FM - OSTBERG
872 | 7000037 | CDC 125 - 7000037 - CDC 125C | FM - OSTBERG
873 | 7000043 | CDC 150 - 7000043 - CDC 150C | FM - OSTBERG
874 | 7000048 | CDC 160 - 7000048 - CDC160B | FM - OSTBERG
875 | 7000053 | CDC 200/0.8 - 7000053 - CDC200A | FM - OSTBERG
876 | 7000057 | CDC 200/0.8 - 7000057 - CDC200B | FM - OSTBERG
877 | 7000059 | CDC 250 - 7000059 - CDC250C | FM - OSTBERG
878 | 7000067 | CDC315 - 7000067 - CDC315B | FM - OSTBERG
879 | 7000072 | CDC315 - 7000072 - CDC315C | FM - OSTBERG
880 | 7000073 | LT6 - 6Amps | FM - OSTBERG
881 | 7000074 | LT10 - 10 Amps | FM - OSTBERG
882 | 71 FR 13.8 | 71 Motor frame - 13.8 mm OD spacer
883 | 710 B | Blades
884 | 710 LS | Weather Louvre
885 | 710 SI | Spare Impeller
886 | 710/150/10 SI | Spare Impeller (710mm 'B' 150A10AR 28mm 100Frame 37 DEG - FM3173
887 | 710CF | 710 Diam Counter Flange | COUNTER FLANGE | THE LAZER GUY | 6
888 | 710FC | 710 Diam Flexible Connection | FM - DONKIN
889 | 710HVJ-2S | 710 Diam Vertical Discharge Unit | FM - DONKIN
890 | 710HVJ-2SB | 710 Diam Vertical Discharge BASE | FM - DONKIN
891 | 710IC | Majax Inlet Cone c/w Screen
892 | 710MBP06 | 1-0350-240 P06 - 710 Motor Bracket | BRACKET | THE LAZER GUY | 29
893 | 710MF | 710 Diam Mounting Feet | MOUNTING FEET | THE LAZER GUY | 23
894 | 710S1.0D | 710 Diam Silencer 1.0D | FM - DONKIN | [5 empty] | 0
895 | 710S1.0DP | 710 Diam Silencer 1.0D Podded | FM - DONKIN | [5 empty] | 0
896 | 710S1.5D | 710 Diam Silencer 1.5D | FM - DONKIN | [5 empty] | 0
897 | 710S1.5DP | 710 Diam Silencer 1.5D Podded | FM - DONKIN | ATTENU-TEC | 0 | 8 | 8 |  | 0
898 | 710S2.0D | 710 Diam Silencer 2.0D | FM - DONKIN
899 | 710S2.0DP | 710 Diam Silencer 2.0D Podded | FM - DONKIN
900 | 710SC | Side Screen
901 | 710SM1.0D | 710 Diam Melinex Silencer 1.0D | FM - DONKIN
902 | 710SM1.0DP | 710 Diam Melinex Silencer 1.0D Podded | FM - DONKIN
903 | 710SM1.5D | 710 Diam Melinex Silencer 1.5D | FM - DONKIN
904 | 710SM1.5DP | 710 Diam Melinex Silencer 1.5D Podded | FM - DONKIN
905 | 710SM2.0D | 710 Diam Melinex Silencer 2.0D | FM - DONKIN
906 | 710SM2.0DP | 710 Diam Melinex Silencer 2.0D Podded | FM - DONKIN
907 | 710WC | Wall Cowl & Screen
908 | 71848 | PRA REDUCER STD BRASS 40M - 25F
909 | 73-18 | YCI607A HELLEMON T : RED HANDLE WIRE STRIPPER
910 | 73-191 | HYAC5 CRIMP TOOL B : BOOTLACE CRIMPER
911 | 734SSC | 734 Special Screen - Hot Dip Galvinised
912 | 762-37 | 762mm 37kw 2P 525V Flameproof Auxiliary Fan
913 | 762-45 | 762mm 45KW 2P 525V Flameproof Auxiliary Fan
914 | 762Assembly | 762 Assembly, and Miscellaneous
915 | 762Flame | 762 Flameproof Track
916 | 762Grille | 762 Grille
917 | 762IMP | 762 Impeller
918 | 762Silenced- Motor | 762 Silenced Motor Barrel
919 | 762Silenced-Stator | 762 Silenced Stator Barrel c/w Stator
920 | 77521 | AT 7/7 SC - Single Unit | FM - NICOTRA
921 | 7mmEW | End Washer - 43mm OD and 7mm ID - Plated | FASTENERS
922 | 80 FR 18.8 | 80 Motor Frame - 18.8 mm OD Spacer
923 | 800/150/10 SI | Spare Impeller (800mm 'B' 150A10AR 28mm 100Frame 27 DEG - FM3176)
924 | 8005LSW03000300 | Grille LS 0300x0300 White for fans 200-250-300
925 | 800CF | 800 Diam Counter Flange | COUNTER FLANGE | THE LAZER GUY | 8
926 | 800FC | 800 Diam Flexible Connection | FM - DONKIN
927 | 800HVJ-2S | 800 Diam Vertical Discharge Unit | FM - DONKIN
928 | 800HVJ-2SB | 800 Diam Vertical Discharge BASE | FM - DONKIN
929 | 800IMP | Spare Impeller
930 | 800MBP07 | 1-0350-240 P07 - 800 Motor Bracket | BRACKET | THE LAZER GUY | 24
931 | 800MF | 800 Diam Mounting Feet | MOUNTING FEET | THE LAZER GUY | 36
932 | 800mm Dia | Casing, Impeller and Brackets
933 | 800S | 800mm dia Fan Guard - Hot Dip Galvanised
934 | 800S1.0D | 800 Diam Silencer 1.0D | FM - DONKIN
935 | 800S1.0DP | 800 Diam Silencer 1.0D Podded | FM - DONKIN
936 | 800S1.5D | 800 Diam Silencer 1.5D | FM - DONKIN
937 | 800S1.5DP | 800 Diam Silencer 1.5D Podded | FM - DONKIN
938 | 800S2.0D | 800 Diam Silencer 2.0D | FM - DONKIN
939 | 800S2.0DP | 800 Diam Silencer 2.0D Podded | FM - DONKIN
940 | 800SAP | 800mm Diam podded silencer 1400 Long
941 | 800SC | Screen
942 | 800SM1.0D | 800 Diam Melinex Silencer 1.0D | FM - DONKIN
943 | 800SM1.0DP | 800 Diam Melinex Silencer 1.0D Podded | FM - DONKIN
944 | 800SM1.5D | 800 Diam Melinex Silencer 1.5D | FM - DONKIN
945 | 800SM1.5DP | 800 Diam Melinex Silencer 1.5D Podded | FM - DONKIN
946 | 800SM2.0D | 800 Diam Melinex Silencer 2.0D | FM - DONKIN
947 | 800SM2.0DP | 800 Diam Melinex Silencer 2.0D Podded | FM - DONKIN
948 | 800WC | 800 Wall Cowl Galvanized
949 | 8-188 | CABTYRE - 4MM X 4C CABTYRE CUT PE
950 | 8220000263 | 8UFAFCAP - Capacitor
951 | 830SAP | 830mm Diam podded silencer 1400 Long
952 | 9.223PM | 9.2kW 2P 380V Pad Mount Motor
953 | 9.243PM | 9.2kW 4P 380V Pad Mount Motor
954 | 90 FR 23.8 | 90 Motor Frame - 23.8 mm OD Spacer
955 | 9000004 | CFD ANALYSIS
956 | 9000007 | EXTENDED WARRANTY
957 | 900CF | 900 Diam Counter Flange | COUNTER FLANGE | THE LAZER GUY | 2
958 | 900FC | 900 Diam Flexible Connection | FM - DONKIN
959 | 900HVJ-2S | 900 Diam Vertical Discharge Unit | FM - DONKIN
960 | 900HVJ-2SB | 900 Diam Vertical Discharge BASE | FM - DONKIN
961 | 900Impeller | Majax-2 900.32.E.8 Spare Impeller
962 | 900MBP08 | 1-0350-240 P08 - 900 Motor Bracket | BRACKET | THE LAZER GUY
963 | 900MF | 900 Diam Mounting Feet | MOUNTING FEET | THE LAZER GUY | 7
964 | 900S1.0D | 900 Diam Silencer 1.0D | FM - DONKIN
965 | 900S1.0DP | 900 Diam Silencer 1.0D Podded | FM - DONKIN
966 | 900S1.5D | 900 Diam Silencer 1.5D | FM - DONKIN
967 | 900S1.5DP | 900 Diam Silencer 1.5D Podded | FM - DONKIN | ATTENU-TEC | 2 | 0 | 0 |  | 0
968 | 900S2.0D | 900 Diam Silencer 2.0D | FM - DONKIN
969 | 900S2.0DP | 900 Diam Silencer 2.0D Podded | FM - DONKIN
970 | 900SC | Screen
971 | 900SM1.0D | 900 Diam Melinex Silencer 1.0D | FM - DONKIN
972 | 900SM1.0DP | 900 Diam Melinex Silencer 1.0D Podded | FM - DONKIN
973 | 900SM1.5D | 900 Diam Melinex Silencer 1.5D | FM - DONKIN
974 | 900SM1.5DP | 900 Diam Melinex Silencer 1.5D Podded | FM - DONKIN | ATTENU-TEC | 1 | 0 | 0 |  | 0
975 | 900SM2.0D | 900 Diam Melinex Silencer 2.0D | FM - DONKIN
976 | 900SM2.0DP | 900 Diam Melinex Silencer 2.0D Podded | FM - DONKIN
977 | 90X2SPZ | Pulley Friction Belt V-wedge 2 Groo
978 | 950x600x1200 | 950 x 600 x 1200mm Silencer
979 | 95X3SPA | PULLEY FRICTION BELT V-WEDGE 3 GROOVE SPA 1610 TAPER 95MM FENNER
980 | 97-32 | PG-16 GLANDS : PG16 POLYMER CABLE GLAND GREY
981 | 97521 | AT 9/7 SC - Single Unit | FM - NICOTRA
982 | 99050-EMB-20-R40 | EMBROIDERY R40 R40
983 | 99521 | AT 9/9 SC - Single Unit | FM - NICOTRA
984 | A) | LDP/400/6/15/B/19mm - 0.75kW 2P
985 | A/01 | Volume Control Damper & Quad 100mm
986 | A/02 | Fire Damper c/w Link & Quad 100mm
987 | AA | Volume Control Damper & Quad 100mm
988 | ABOVE FANS ARE FOR | ICC BASEMENT PARKING
989 | AC AXIAL FAN | 130, 220V, FORM V, KL
990 | AC COMPACT FAN | 119X119X38, 220V, GL, PLUG
991 | Accounting | Subscription (Accounting)
992 | ADRA- | RA 1200(W)*600(H) NS PCW
993 | ADSD | SINGLE DEFLECTION GRILLE 625(W)*625(H) OVER FLANGE NATURAL
994 | ADWL-- | WL 900(W)*600(H) NS NA
995 | ADWL. | WEATHER LOUVRE 520(W)*520(H) OPENING SIZE NATURALLY ANOD
996 | Airfreight - | Dar Es Salaam
997 | Airmax PB | Airmax Poles & Brackets
998 | Airmax-2.650.W. | Airmax-2.650.W - Wall Fan - 187 Watts - 230/1/50 - Twin Blade - Black (Pull Cord)
999 | AIRMAX2-500 | AIRMAX-2.500 W | FM - DONKIN
1000 | AIRMAX2-500P | AIRMAX-2.500 P | FM - DONKIN
1001 | AIRMAX2-650 | AIRMAX-2.650 W | FM - DONKIN
1002 | AIRMAX2-650P | AIRMAX-2.650 P | FM - DONKIN
1003 | AIRMAX2-650P.EC | AIRMAX-2.650 P. EC | FM - DONKIN
1004 | AIRMAX2-650W | AIRMAX-2.650 W.EC | FM - DONKIN
1005 | AIRMAX2-750 | AIRMAX-2.750 W | FM - DONKIN
1006 | AIRMAX2-750P | AIRMAX-2.750 P | FM - DONKIN
1007 | AIRMAX2-750P.EC | AIRMAX-2.750 P.EC | FM - DONKIN
1008 | AIRMAX2-750W | AIRMAX-2.750 W.EC | FM - DONKIN
1009 | AIRMAX2-850 | AIRMAX-2.850 W | FM - DONKIN
1010 | AIRMAX2-850P | AIRMAX-2.850 P | FM - DONKIN
1011 | Al Blades | Aluminium Blades | BLADES | CFW FANS | 49
1012 | Al Blanks | Aluminium Blanks |  | CFW FANS | 26
1013 | AT | 3001 ALU FOIL TAPE 48mm X 50m (30 micron)
1014 | ATT/01 | Attenuator 200x600mm
1015 | AVMs- | Anti-Vibration Rubber Mounts
1016 | AWSL/1/ 600X600)P/0/P1/ | 600 X 600
1017 | AWSL/1/1000X500/OP/0/P1/ | 1000 X 500 | Accessories
1018 | AXIP450 | TAXIP F300: 450-5-25 | FM - KAYITES | KAYITES
1019 | B) | LDP/315/6/10/B/14mm - 0.55kW 2P
1020 | B/01 | Volume Control Damper & Quad 150mm
1021 | B/02 | Fire Damper c/w Link & Quad 150mm
1022 | B1000 | BCC2 800/1.0D1 BELT DRIVEN C/W 15KW 4P 380V
1023 | B-124-FAN1 | HTMV-125-4T/9-40 400/690V.IE3 -60Hz - Roof Top Exhaust Fan
1024 | B-135-FAN1 | TORRETTE TR-A 450 T4 2.2KW ATEX Zone 1 - Explosion Proof Roof Top Centrifugal Exhaust Fan
1025 | B-135-FAN2 | TORRETTE TR-A 500 T4 3KW ATEX Zone 1 - Explosion Proof Roof Top Centrifugal Exhaust Fan
1026 | B-135-FAN3 | TORRETTE TR-A 400 T4 1.1KW ATEX Zone 1 - Explosion Proof Roof Top Centrifugal Exhaust Fan
1027 | B-135-FAN4 | TORRETTE TRK-AR 500 T4 3KW - Roof Top Centrifugal Exhaust Fan
1028 | B-135-FAN5 | TORRETTE TR-A 500 T4 3KW ATEX Zone 1 - Explosion Proof Roof Top Centrifugal Exhaust Fan
1029 | B-135-FAN6 | VORTICENT CMS 35/14 T4 4KW - Wall Mountex Centrifugal Exhaust Fan
1030 | B-135-FAN7 | VORTICENT CMS 25/10 T4 0.75KW - Wall Mounted Centrifugal Exhaust Fan
1031 | B-135-FAN8 | ENKEL QBK 190 EC - Cassette Type Exhaust Fan
1032 | B3 | IA Certification (Imported Equipment). Document Review and IA Certification Transfer Based on ATEX
1033 | B-91-FAN1 | TORRETTE TR-A 710 T6 4KW ATEX Zone 1 - Explosion Proof Roof Top Centrifugal Exhaust Fan
1034 | B-91-FAN2 | HC-63-4T/H/ATEX/2G Ex db 230/400V - 60Hz - Explosion Proof Wall Mounted Centrifugal Exhaust Fan
1035 | B-91-FAN3 | TORRETTE TR-A 500 T4 3KW ATEX Zone 1 - Explosion Proof Roof Top Exhaust Fan
1036 | B-91-FAN4 | HTMV-90-4T-7.5/ATEX/2G Ex db 400/690V - Explosion Proof Roof Top Exhaust Fan
1037 | B-91-FAN5 | TORRETTE TRS 310 EC - Roof Top Exhaust Fan
1038 | B-91-FAN6 | TORRETTE TRS 250 EC - Roof Top Exhaust Fan
1039 | B-91-FAN7 | Lineo 200 - Inline Exhaust Fan
1040 | BAF100 | BAF 100 | FM - KAYITES | KAYITES
1041 | BAF125 | BAF 125 | FM - KAYITES | KAYITES
1042 | BAF150 | BAF 150 | FM - KAYITES | KAYITES
1043 | Balance Impeller | Impeller Balancing 2.5kg 4p
1044 | BBC19X10/14T | BANDSAW BIMETAL M42 19x10/14T (2.480x1)
1045 | BBC19X10/14T-2 | BANDSAW BIMETAL M42 19x10/14T (3.050x1)
1046 | BBF27X8/12T | BANDSAW BIMETAL M42 8/12T (2.480X1)
1047 | BCC 15 | BCC 15/0.75kW arrangement 1A class 2 c/w 4kW 4Pole 525v fan Spped 3057rpm
1048 | BCC 18/01 Class1 (1A) SISW | 4 kW 4 Pole 380 V
1049 | BCC 18/01 Class1 (2A) Belt Driven | c/w 5.5 kW 4 Pole 380 V Motor
1050 | BCC 21/01 Class1 (2A) Belt Driven | c/w 5.5 kW 4 Pole 380V (IP66)
1051 | BCC 24/0.93 SI | c/w 4KW 4P 380V
1052 | BCC 30/0.71 SI (ARR 6A) | c/w 15 kW 4 Pole 380 V (Direct Driven)
1053 | BCC 30/0.75 Class 2 (6A) | c/w 15 kW 4 Pole 380 V Motor (Direct Driven)
1054 | Bcc 30/1.0 Class 1 (1A) SISW | c/w 4 kW 4 Pole 380 V
1055 | BCC 36/0.81 SI CLASS 3 (A6) | c/w 37 kW 4 Pole 380 V (Direct Driven)
1056 | BCC 39 | BCC 39/0.99 SISW c/w 75Kw 4P 400V Motor
1057 | BCC 42/1 Arr2 (Belt driven) | c/w 18.5 kW 4 Pole 380 V Motor
1058 | BCC 45/1.0 (SISW 1A) | c/w 45kW 4 Pole 525 V
1059 | BCC12/0.75 | c/w 1.1 kW 4 Pole 380 V
1060 | BCC15-J61923 | BCC 15/0.75 CL2 Ar 1A c/w 4.0kw 4P 525V - J61923
1061 | BCC-2 | 560/1.0SISW1 c/w 4kw CLASS2 ARR(6A)T60
1062 | BCC-2 315/1.0 | c/w 1.1 kW 2 Pole 380 V (Belt Driven)
1063 | BCC-2 400 1 | 4A DIDW Belt Driven c/w 3kW 4Pole 380v Motor
1064 | BCC-2 450/1.0 | 2A DIDW c/w 5.5 kW 4 Pole 380V | Fan
1065 | BCC-2 500/1.0 | 4A c/w 7.5 kW 4 Pole 380V
1066 | BCC-2 500/1.0 DI CLASS 2 (2A) | c/w 15 kW 4 Pole 380 V (Belt Driven)
1067 | BCC-2 630/1 DI 4A | c/w 11 kW 4 Pole 380 V
1068 | BCC-2 630/1.0S1 CLASS2 ARR(1A) | C/w 4kw 4pole 380v (Belt Driven)
1069 | BCC-2 710/1.0 DI CLASS 2 (2A) | c/w 30 kW 4 Pole 380 V (Belt Driven)
1070 | BCC-2 710/1.0 SI 1A | c/w 15 kW 4 Pole 380 V Motor (Belt Driven)
1071 | BCC-2 710/10 | BCC-2 710/10 4Arr c/w 11kW 4Pole 380v Motor
1072 | BCC-2 800 1.0 DIDW | Arrgt 2-A CL Fan Assembly. L180
1073 | BCC-2400 | BCC-2 400 DIDW c/w 5.5Kw 4P 380V - J96084
1074 | BCC27P28350 | BCC 27/1.0 SISW AR 6A c/w 3.0Kw 6P 380V
1075 | BCC36 | BCC36/0.8 SI CLASS 4 (1A) c/w 55kw 4Pole 380V (Belt-Driven)
1076 | BC-L7ZDW | BC-L7ZDW (BCL720) c/w 3.0kw 4P 380V Motor
1077 | Bellax 400 | Bellax 400 c/w 0.25kW 4Pole 380v Motor
1078 | Bellax 560 | Bellax 560 20.D 8 - c/w 1.5kw 4P 220v
1079 | Bellax 630 | Bellax 630 20.D 8- c/w1.5kw 4P 220V
1080 | Bellax 800 | Bellax 800 32-E-8 c/w 1.5kW 6Pole Motor
1081 | Bellax500 | Bellax 500 - 20 - C - 8 c/w 2,2KW 2P 220V
1082 | bending | in house bending
1083 | BF | Base Frame - HBC-M 630
1084 | BF50L1.51HS | Box fan 1250mm LOUV 220v 01.50kW S/S
1085 | C) | Casings - 400mm Casings to Suit above
1086 | C315x300 | Casing size 315diamx300
1087 | C400x400 | Casing Size 400diamx400
1088 | C4324 | 2.0MX1.5MX3.MM KLINGERSIL C4324
1089 | C500x400 | Casing Size 500diamx400
1090 | C560x500 | Casing size 560diamx500
1091 | C800x500 | Casing Size 800diamx500
1092 | CA4 | CA4V - 1' 1/4 | FM - FPZ
1093 | CA5 | CA5V - 1' 1/2 | FM - FPZ
1094 | CA6 | CA6V - 2' | FM - FPZ
1095 | CA8 | CA8 - 3' | FM - FPZ
1096 | CA9 | CA9- 4' | FM - FPZ
1097 | CAMC | CAMC-360-80 B/2
1098 | CAMC-560 | CAMC-560-160 MA/2
1099 | CANCOLSPIG150 | CANCOLLAR SPIGOT 150 DIA
1100 | CAP0.14220 | New Capacitor suitable for 60hz 0.1kw 1430rpm 230V | FM - LUCK & KING
1101 | CAS | CAS-248-2T-1.5/INOX-316 230/400V. IE3
1102 | CAS. | CAS-242-2T-0.5/INOX-316 230/400V
1103 | CAS.. | CAS-242-2T-0.5/INOX-316 230/400V.
1104 | CASB-560-2T-25 | c/w 18.5 kW 4 Pole 380 V (Direct Driven)
1105 | CASB-900 | CASB-900-4T-30/ATEX/3G Ex ec 380/660V./ARR.9 60H
1106 | CCD25 | 250 DIA SQUARE CONSTANT VOLUME DIFFUSER
1107 | CCTV | Camera Replacement
1108 | CDXRT | CDXRT-250-3 230/400V. IE3
1109 | CE 250 | CE 250
1110 | CE200 | CE200
1111 | CF/01 | LCF 56 - 1440rpm - 4 Speed 220V
1112 | CF4 | CF4 - 1' 1/4 | FM - FPZ
1113 | CF5 | CF5 - 1' 1/2 | FM - FPZ
1114 | CF6 | CF6 - 2' | FM - FPZ
1115 | CF8 | CF8 - 3' | FM - FPZ
1116 | CF9 | CF9 - 4' | FM - FPZ
1117 | CFD2.5 | 2.5 Amps Speed Controller | FM - KAYITES | KAYITES
1118 | CHT | CHT-200-4M 230V.
1119 | CJ77J-NAVBOT-101-01-S | VERSATEX TWO-TONE WORK JACKET NAVY/BOTTLE S
1120 | CJ77J-NAVBOT-101-02-M | VERSATEX TWO-TONE WORK JACKET NAVY/BOTTLE M
1121 | CJ77J-NAVBOT-101-04-XL | VERSATEX TWO-TONE WORK JACKET NAVY/BOTTLE XL
1122 | CL/PLUS/EC-6035 | Rectangular Fan
1123 | CL/PLUS/EC-7040 | Rectangular Fan
1124 | CLIPS003 | 75mm Galv Filter Clip
1125 | CMP | CMP 820 2M
1126 | cmp 922 | cmp 922- 2T-3 2.2kw 2p
1127 | CMP11254T | CMP 1128 4T
1128 | CMRS-400-2T | CMRS-400-2T-5.5 LG270-0-45-90-135-315
1129 | CMS25 | Vorticent CMS 25/10 T4 0.75KW (1400 CFM) | FM - VORTICE | VORTICE
1130 | CMS35 | Vorticent CMS 35/14 T4 4KW (4600 CFM) | FM - VORTICE | VORTICE
1131 | CMV400 | CMVpro 400 P4 PPs Casing & impeller RD 90 Fan c/w 5.5kw 4P 380V
1132 | CMVpro DD250-250P4 PPs LG 0 | 1.5 kW 4 Pole 220 V
1133 | CN4PC-SS-DAS | Screws & Springs for Combination Set Dasqua
1134 | Company Car | Mahindra 1.2T MX2 A/T
1135 | Compile | Report
1136 | CONT/0350/00960 | MLM 36V Power Supply Unit
1137 | Control Panel | For 7-off Fans
1138 | COUNCIL BILLINGG | February Council Billing
1139 | Counter-Flanges | DDM 10/10
1140 | CP77P-DESMBO-201-00-28 | VERSATEX WORK TROUSERS BOTTLE 28
1141 | CP77P-DESMBO-201-00-32 | VERSATEX WORK TROUSERS BOTTLE 32
1142 | CP77P-DESMBO-201-00-44 | VERSATEX WORK TROUSERS BOTTLE 44
1143 | CPV | CPV2045/4T-IE3
1144 | CRAD190 | CRAD 190 | FM - KAYITES | KAYITES
1145 | CRAD225 | CRAD 225 | FM - KAYITES | KAYITES
1146 | CRAD250 | CRAD 250 | FM - KAYITES | KAYITES
1147 | CRAD280 | CRAD 280 | FM - KAYITES | KAYITES
1148 | CRAD355 | CRAD 355 | FM - KAYITES | KAYITES
1149 | CRAD400 | CRAD 400 | FM - KAYITES | KAYITES
1150 | CRAD450 | CRAD 450 | FM - KAYITES | KAYITES
1151 | CRAD500 | CRAD 500 | FM - KAYITES | KAYITES
1152 | CRAD560 | CRAD 560 | FM - KAYITES | KAYITES
1153 | CRADIK190 | CRADIK 190 | FM - KAYITES | KAYITES
1154 | CRADIK225 | CRADIK 225 | FM - KAYITES | KAYITES
1155 | CRADIK250 | CRADIK 250 | FM - KAYITES | KAYITES
1156 | CRADIK280 | CRADIK 280 | FM - KAYITES | KAYITES
1157 | CRADIK355 | CRADIK 355 | FM - KAYITES | KAYITES
1158 | CRADIK400 | CRADIK 400 | FM - KAYITES | KAYITES
1159 | CRADIK450 | CRADIK 450 | FM - KAYITES | KAYITES
1160 | CRADIK500 | CRADIK 500 | FM - KAYITES | KAYITES
1161 | CRADIK560 | CRADIK 560 | FM - KAYITES | KAYITES
1162 | Crates | Wooden crates
1163 | CSH1000x1.5 | Copper H/H 2000 x 1000 x 1.5
1164 | CTA/01 | Attenuator 150x600mm
1165 | CTA/02 | Attenuator 150x600mm
1166 | CTF - 60 | c/w 1.8kW 4Pole 220v
1167 | CTF - 80 | CTF-80 c/w 2.2kW 960rpm 220v
1168 | CTF-40 | CTF-40 c/w 1.1kw 2990rpm 380V
1169 | CTF-50 | c/w 1.1kW 4Pole 220v
1170 | CUB100 | CUB 100 | FM - KAYITES | KAYITES
1171 | CUB125 | CUB 125 | FM - KAYITES | KAYITES
1172 | CUB150 | CUB 150 | FM - KAYITES | KAYITES
1173 | CUB160 | CUB 160 | FM - KAYITES | KAYITES
1174 | CUB200 | CUB 200 | FM - KAYITES | KAYITES
1175 | CUB250 | CUB 250 | FM - KAYITES | KAYITES
1176 | CUB315 | CUB 315 | FM - KAYITES | KAYITES
1177 | CUB355 | CUB 355 | FM - KAYITES | KAYITES
1178 | CUB400 | CUB 400 | FM - KAYITES | KAYITES
1179 | CUB450 | CUB 450 | FM - KAYITES | KAYITES
1180 | CUB500 | CUB 500 | FM - KAYITES | KAYITES
1181 | CUB560 | CUB 560 | FM - KAYITES | KAYITES
1182 | CZ200C | Neoprene Clamp - 200mm
1183 | CZ315C | Neoprene Clamp 315
1184 | D) | Casings - 315mm Casing to Suit Above
1185 | D100000 | UV250/1/6/F
1186 | D100001 | CMP-1128-4T | FM - SODECA |  | 1
1187 | D100002 | HAT-28-4M | FM - SODECA |  | 1
1188 | D100003 | HAT-35-4T | FM - SODECA
1189 | D100004 | HAT-35-2M | FM - SODECA
1190 | D100005 | CAM-550-2T 5.5 | FM - SODECA |  | 2
1191 | D100006 | HJBM PLUS 45 - T4 0.55KW | FM - SODECA |  | 3
1192 | D100007 | HJBM 40 M4 0.25 | FM - SODECA |  | 2
1193 | D100008 | HJBM 50 T4 0.55 | FM - SODECA |  | 1
1194 | D100009 | CA/LINE 355 220-240V | FM - SODECA |  | 1
1195 | D100010 | VKAP 100 LD 3.0 | FM - SODECA
1196 | D100011 | SV-150-H | FM - SODECA
1197 | D100012 | HAT-24-4M | FM - SODECA
1198 | D100013 | CA-LINE-12 | FM - SODECA
1199 | D100014 | CA-LINE-15 | FM - SODECA
1200 | D100015 | CA-LINE-20 | FM - SODECA
1201 | D100016 | NEOSILENT 200 | FM - SODECA
1202 | D100017 | NEOSILENT 150 | FM - SODECA
1203 | D100018 | CA-160-2T-2 | FM - SODECA |  | 1
1204 | D100019 | BD 9/9 - M4 0.35KW 230V - 500HZ STC | FM - NICOTRA
1205 | D100020 | DDM 9/9 6P | FM - NICOTRA
1206 | D100021 | DDM 10/8 245W 230V 6P 6M0648 | FM - NICOTRA
1207 | D100022 | DDM 10/8 600KW 6N 0220/01 | FM - NICOTRA
1208 | D100023 | BD 12/12 T6 1.1KW 230V/400 50HZ LPC | FM - NICOTRA
1209 | D100024 | BD 12/9 M6 0.76KW 230V/58HZ STC | FM - NICOTRA
1210 | D100025 | BD 15/15 T6 2.2KW 230/400V | FM - NICOTRA
1211 | D100026 | MBP 35 2.2KW 380V | FM - NICOTRA
1212 | D100027 | CDC 125A | FM - OSTBERG
1213 | D100028 | CDC 150B | FM - OSTBERG
1214 | D100030 | SCLK03 MS-055-3 | FM - FPZ
1215 | D100031 | SCLK08 R-MD-75KW | FM - FPZ
1216 | D100032 | FPZ FLEXIBLE SLEEVE | FM - FPZ
1217 | D100033 | 25 FA 5 | FM - FPZ
1218 | D100034 | 25 FA 6 | FM - FPZ
1219 | D100035 | 25 FA 8 | FM - FPZ
1220 | D100036 | 25 FLS | FM - FPZ
1221 | D100037 | 25 FL5 | FM - FPZ
1222 | D100038 | 25 FL6 | FM - FPZ
1223 | D100039 | CONTROL UNIT | FM - FPZ
1224 | D100039 - D31689 | 500 Impeller
1225 | D100039 - D31713 | 560 Impeller
1226 | D100040 | PS-1-300 SPEED CONTROL | FM - DONKIN
1227 | D100041 | RS-4-O-PS SPEED CONTROL | FM - DONKIN
1228 | D100042 | RS-3-0-TA SPEED CONTROL | FM - DONKIN
1229 | D100043 | R-1/010 SPEED CONTROL | FM - DONKIN
1230 | D100044 | MKM 3 MOUNTING BOX | FM - DONKIN
1231 | D100045 | MKV 2 MOUNTING BOX | FM - DONKIN
1232 | D100046 | Q150 QUIET LINE | FM - DONKIN
1233 | D100047 | R510.0TA SPEED CONTROL | FM - DONKIN
1234 | D100048 | R55.0 SPEED CONTROL | FM - DONKIN
1235 | D100049 | TM-1.5N SENSOR | FM - DONKIN
1236 | D100050 | P2-10 SPEED CONTROL | FM - DONKIN
1237 | D100051 | VFED-400-TA SPEED CONTROL | FM - DONKIN
1238 | D100052 | CHANNEL FILTERS | FM - DONKIN
1239 | D100053 | PRESSURE VALVES | FM - DONKIN
1240 | D100054 | PRESSURE VALVES | FM - DONKIN
1241 | D100055 | RELIEF VALVES | FM - DONKIN
1242 | D100056 | KSB 200 BOX FAN | FM - DONKIN
1243 | D100057 | KSB 150 BOX FAN | FM - DONKIN
1244 | D100058 | KSB 250 BOX FAN | FM - DONKIN
1245 | D100059 | TT SILENT M250 | FM - DONKIN
1246 | D100060 | TT SILENT M125 | FM - DONKIN
1247 | D100061 | VKV4E450 ROOF FAN | FM - DONKIN
1248 | D100062 | VKV4E355 ROOF FAN | FM - DONKIN
1249 | D100063 | TT SILENT - M-100 | FM - DONKIN
1250 | D100064 | TT PRO 100 | FM - DONKIN
1251 | D100065 | TT PRO 125 | FM - DONKIN
1252 | D100066 | TT PRO 150 | FM - DONKIN
1253 | D100067 | TT PRO 160 | FM - DONKIN
1254 | D100068 | TT PRO 200 | FM - DONKIN
1255 | D100069 | VP 150K | FM - DONKIN
1256 | D100070 | VP 100K | FM - DONKIN
1257 | D100071 | VP 125K | FM - DONKIN
1258 | D100072 | MOTOR | FM - VORTICE | VORTICE
1259 | D100073 | CE250BB
1260 | D100074 | RM 220/1/50 Speed Controller
1261 | D10075 | Lineo 125 Kit
1262 | DAXIS200 | DAXIS 200 | FM - KAYITES | KAYITES
1263 | DAXIS250 | DAXIS 250 | FM - KAYITES | KAYITES
1264 | DAXIS300 | DAXIS 300 | FM - KAYITES | KAYITES
1265 | DAXIS350 | DAXIS 350 | FM - KAYITES | KAYITES
1266 | DD250 | CMVpro DD250-250P4 PPs LG 0 Fan, 380 Volt, 1.5 kW IE1 Standard Efficiency Motor @ 1400 rpm
1267 | DD315 | CMVpro DD315-315P4 PPs LG 0 Fan, 380 Volt, 2,2 kW IE1 Standard Efficiency Motor @ 1400 rpm
1268 | DD400 | CMVeco DD400-400P4 PPs LG 0 Fan, 380 Volt, 5,5 kW IE1 Standard Efficiency Motor @ 1400 rpm
1269 | Delivery - | Delivery
1270 | Disc Valve | 100 Diam | Accessories
1271 | DMP - VCDQK | VC DAMPER WITH QUADRANT KIT 150*150
1272 | DREC450 | DREC 450 | FM - KAYITES | KAYITES
1273 | DRG4030 | DOOR GRILLE 400/300 NS NA
1274 | DRG4040 | DOOR GRILLE 400/400 NS NA
1275 | DTG/01 | DRG 300x150 Mill c/w Powder Coating
1276 | Duct | 10 Meter Spiral Flexible Ducting
1277 | E) | Brackets - sets motor mounting brackets (threaded rod)
1278 | E01-FAN1 | Torrette TR-A 450 T4 2.2KW ATEX ZONE 1 - Explosion Proof Roof Top Exhaust Fan
1279 | E01-FAN2 | TORRETTE TR-A 355 T4 0.55KW ATEX Zone 1 - Explosion Proof Roof Top Exhaust Fan
1280 | E01-FAN3 | ENKEL QBK 190 EC - Cassette Type Exhaust Fan
1281 | E01-FAN4 | CA 150 MD E RF - Roof Top Exhaust Fan
1282 | E01-FAN5 | A-E 354 T - Wall Mounted Exhaust Fan
1283 | E01-FAN6 | A-E 304 T - Wall Mounted Exhaust Fan
1284 | E1006999 | BD-140 / INOX 316 - Inlet Transition
1285 | E1007790 | CHT-630-6T/ATEX/2D Ex tb 230/400V.
1286 | E1012489 | CMP-514-2T UL/CSA 480V. 60Hz
1287 | E1098100 | CMRS-710-4T-20/ALL
1288 | E1098105 | CMRS-800-6T-7.5/ALL
1289 | E1122845 | THT/CL-125-6/12T/9-10-F-400 400V.
1290 | e12TS30 | e12TS GOR-C + E.M. 30 KW GR 200-B5 + PTC (Motor included)
1291 | EAF 06 | 3040 l/s @ 300Pa
1292 | EAF 06. | 3040 l/s @ 300Pa (Set 710 Blades to 20 Degree)
1293 | EG/01 | Disc Valve
1294 | EG/02 | 4 way Ceiling Diffuser
1295 | Electric Motor | 5.5 kW 4 Pole 380 V (Foot Mount) Standard Motor
1296 | EML2303033 | 5.5kw 4P 400V/690V B3T 132S IE1 Motor
1297 | ESD-220V | Smoke Damper & 220v Actuator
1298 | ESD-24V | Smoke Damper & 24v Actuator
1299 | EUA1152MM | Eurotherm A1 152mm - 10M
1300 | EVC-JH168 | Evaporative Air Cooler: 220V, 380W, 3 Speed, 8000m3/hr, 80Pa
1301 | EVM100 | 100MM METAL EXTRACT VALVE
1302 | EVM200 | 200MM METAL EXTRACT VALVE
1303 | F) | Brackets - set motor mounting bracket (threaded rod)
1304 | F6942 Filter | Donkin Fan Filter F6942 Set | FM - DONKIN
1305 | FA6 | FA6
1306 | FA8 | FA8
1307 | FAN QCP | Data Book
1308 | Fan Screen | 500mm Dia
1309 | Fan Testing | Service Engineer x1
1310 | FB | Filter box, wall sleeve and flashing
1311 | FCC 21/1 | c/w 0.55 kW 6 Pole 380 V Motor
1312 | FD40 | Floor Fan
1313 | FILTERSS | RIGID POC FILTERS
1314 | FL4 | FL4 - 1' 1/4 | FM - FPZ
1315 | FL5 | FL5 - 1' 1/2 | FM - FPZ
1316 | FL6 | FL6 - 2' | FM - FPZ
1317 | FL8 | FL8 - 3' | FM - FPZ
1318 | FL9 | FL9 - 4 Intake Filter | FM - FPZ
1319 | flex | Inlet and Discharge Flexible Connections
1320 | FM - 004 | 2940 rpm SANS 60079-15
1321 | FM - EXPORT | GOODS DELIVERED
1322 | FM - IMPORTS | STOCK RECEIVED
1323 | FM - IMPORTS VAT | IMPORT OUTPUT VAT
1324 | FM - Inspection | Charges SGS
1325 | FM - PRINTER | PRINTER COPIES
1326 | FM- 003 | 7.5kW Stator Rewind to 525V
1327 | FMX5000302 | Fumax 500.20.C.8.300.2.3 c/w 3 kW 2 Pole 380V
1328 | FMX900 | Fumax 900
1329 | FR500A-4T-4.0G/5.5P-H | 4.0KW 380V 9.5A
1330 | FRK-25 | DUCT WRAP 10m X 1200 X 25 X 23 FRK (silver)
1331 | FS C.25A | Fan Speed Controller
1332 | FT4001502 | Funmax 400 15.D.8 c/w 1.5kw 2P 380 V Motor | FM - DONKIN
1333 | FT7101104 | Funmax 710 20.D.8 c/w 1.1kw 4P 380 V Motor | FM - DONKIN
1334 | FT8003004 | Fumax 800.32.E.8.300.4.3 c/w 3 kW 4 Pole 380V
1335 | fuel Surcharge | Fuel Surcharge
1336 | Fumax 1000.32.F.8.1100.4.3 | c/w 11 kW 4 Pole 380 V Motor
1337 | Fumax 1000.32.F.8.1500.4.3 | c/w 15 kW 4 Pole 380 V Motor
1338 | Fumax 1000.32.F.8.1850.4.3 | c/w 18.5 kW 4 Pole 400 V Motor
1339 | Fumax 500 20.C.8 | c/w 2.2kW 4 Pole 380 V
1340 | Fumax 560 | Fumax 560.20.D.8 C/W 3KW 2P 380V
1341 | Fumax 630 | Fumax 630
1342 | Fumax 710.20.D.8.0220.4.3 | c/w 2.2 kW 4 Pole 380 V Motor
1343 | Fumax 800.32.E.8.0400.4.3 | c/w 4 kW 4 Pole 380 V Motor
1344 | Fumax 900 32.E.8 | c/w 4 kW 4 Pole 380 V
1345 | Fumax 900.20.E.8.0550.4.3 | c/w 5.5 kW 4 Pole 380 V
1346 | Fumax 900.20.E.8.0750.4.3 | c/w 7.7 kW 4 Pole 380 V Motor
1347 | Fumax-2 400 15.B.8 | 1.5 kW 4 Pole 220 V
1348 | Fumax400 | Fumax 4000.15.B.4 C/W 1.5KW 2P 380V
1349 | FUMAX630 | Fumax 630.20.D.8 c/w 1.5 kw 4P 380V
1350 | FUMAX710 | Fumax 710.20.D c/w 3kw 4P 380V
1351 | FUMAX900 | Fumax 900.32.4.E.4 c/w5.5kw 4P 380V
1352 | Fumex 1250.50.H.6.0220.4.3 | c/w 22 kW 4 Pole 380 V Motor
1353 | G2E180EH0301 | 220V SI Centrifugal Fan
1354 | GALVANISING | Galvanizing General 11 X FAN CASING
1355 | GAS001 | Rolls Gasketing
1356 | GL5 | 380V Extraction & Ventilation 380V, 0.55kW 1430rpm 7000m3/hr
1357 | GLF12.5 | Box, NO MOTOR
1358 | GLF7 | c/w 0.45kW 960RPM 380V Motor
1359 | GM35SG5IH | GM 35 S, UNIT, ACCOUSTIC HOOD
1360 | GRM300 | Shutter PVC Gravity for 200mmFan S/Frame
1361 | GRM350 | Shutter PVC Gravity for 250mmFan S/Frame | Accessories
1362 | H20102 | WEATHER SEAL 6mm*25mm*5mt BLACK FOAM
1363 | HANDLING FEE. | GOODS RETURNED HANDLING FEE - CHARGED AT 15%
1364 | HBC-M 1400(E)/0.83 SI Arr (6A) (HD04/04) | c/w 110 kW 4 Pole 525 V
1365 | HBC-M 1600(A)/0.93 SI Arr (6A) (HD04/04) | c/w 132 kW 4 Pole 525 V (Direct Driven)
1366 | HBC-M 630(B)/0.96 | c/w 18.5 kW 4 Pole 380 V (Direct Driven)
1367 | HBC-M 710/1.0 (1A) Class 3 | 30k W 4Pole 380 V Motor (Belt Driven Fan)
1368 | HBC-M 900(A)/0.99 SI Arr (6A) (HD04/04) | c/w 55 kW 4 Pole 525V Motor
1369 | HBCM630 | HBC-M 630 Ar 6A Direct Driven c/w 9.2KW 2P 380V
1370 | HBF 45 T4 | c/w 0.55 kW 4 Pole 380V Motor
1371 | HDA1250 | HDA 1250 , 9Bladed , axial flow impeller
1372 | HDA9B315 | HDA9 - 315 Impeller to suit 0.37Kw 2pole Motor | FM - CFW FANS
1373 | HE190ES | VORT QBK HE 190 ES (300CFM) | FM - VORTICE | VORTICE
1374 | HEP.25.2TH | HEP.25.2T/H
1375 | HF002 | Galvanised Holding Frame 610x610x55
1376 | HIGH H | HIGH HEAT 5LT SILVER
1377 | HJBM-Plus | 50-T-4 c/w 0.55KW 1400rpm 380V
1378 | HPLV 560 | ARR 6A 7,5kW-2P MOTOR 525 V
1379 | HPLV 630/0.71 SISW Ar 6A | c/w 5.5 kW 2 Pole 380V Motor
1380 | HPLV 630-1 | c/w 11kW 2Pole
1381 | HPLV 710/0.75 SISW Ar 6A | c/w 15Kw 2P 400V
1382 | HPLV710152 | HPLV 710/1.0 SISW Ar 6A c/w 15Kw 2P 400V
1383 | HV | HV 6 c/w 0.45kw 6P
1384 | HV 11.2 | 0.75kW 380V
1385 | HV 12.5 | HV1250 c/w 1.1Kw 450 rpm 380V
1386 | HV5.6 750x400x750 | c/w 0.45KW/ 960RPM / 220V
1387 | HV5380V | HV5 c/w 0.55kw 380V
1388 | HV-7 | HV 7 c/w 0.45kW 6Pole
1389 | HV7T | HV 7 c/w 0.45kw 6P 380v
1390 | HV8 | c/w 0.37Kw 450 rpm 380V
1391 | HV9.5 Fan | HV 9.5 - 220V 0.55KW
1392 | HV9.5T | Extractor Fan c/w 0.75kw 380v
1393 | HVF | 105L-6
1394 | HVF - 105N | HVF-105N c/w 0.75kW 850rpm 220v
1395 | HVF65N | HVF 65 N
1396 | HVF75N | HVF 75 N
1397 | HVJ2 | HVJ2
1398 | HVJ-2S- | 315
1399 | HVMotor 380V | HV 1250 - 380V Motor
1400 | HWP100/001 | 500mm Dia Fan Guard 3mm Spiral, 4mm Support, Mild Steel, Uncoated
1401 | HWP100/001- | 800mm Dia Fan Guard
1402 | I&T | Installation and Training
1403 | ID75/180OD | Cooling Spinner - 75mm ID - 180 OD
1404 | IMA0500B150A10AR24090 | Impeller 0500mm 'B' 150A10AR 24mm 090Frame Deg00(aluminium)
1405 | Imepeller 560mm 'B' 250A10AR | 19mm 080Frame 12DEG
1406 | Imepeller 560mm 'B' 250A14AR | 19mm 080Frame 15DEG
1407 | Imp BI | Set pitch, Crop & Balance impeller
1408 | IMP0315B150A05PR14071 | Impeller 0315mm 'B' 150A05PR 14mm 071Frame Deg00 -10 DEG
1409 | IMP0315B150A10AR14071 | Impeller 0315mm 'B' 150A10AR 14mm 071Frame Deg00 -26 DEG
1410 | IMP0315B150A10PR14071 | Impeller 0315mm 'B' 150A10PR 14mm 071Frame Deg00 21 DEG
1411 | IMP0400B150A05PR14071 | Impeller 0400mm 'B' 150A05PR 14mm 071Frame Deg00 - 10 DEG
1412 | IMP0400B150A05PR19080 | Impeller 0400mm 'B' 150A05PR 19mm 080Frame - 23Deg
1413 | IMP0400B150A05PR24090 | Impeller 0400mm 'B' 150A05PR 24mm 090Frame - 29Deg
1414 | IMP0400B150A10PR14071 | Impeller 0400mm 'B' 150A10PR 14mm 071Frame Deg00 19 DEG
1415 | IMP0500B150A05AR19080 | Impeller 0500mm 'B' 150A05AR 19mm 080Frame Deg00 - 10 DEG
1416 | IMP0500B150A05AR24090 | Impeller 0500mm 'B' 150A05AR 24mm 090Frame Deg00 -14 DEG
1417 | IMP0500B150A05PR14071 | Impeller 0500mm 'B' 150A05PR 14mm 071Frame Deg00 -17 DEG
1418 | IMP0500B150A10AR14071 | Impeller 0500mm 'B' 150A10AR 14mm 071Frame Deg00 -10 DEG
1419 | IMP0500B150A10AR24090 | Impeller 0500mm 'B' 150A10AR 24mm 090Frame Deg16
1420 | IMP0500B150A10AR24090. | Impeller 0500mm 'B' 150A10AR 24mm 090Fram 16deg
1421 | IMP0500B150A10AR28100 | Impeller 0500mm 'B' 150A10AR 28mm 100Frame Deg00 -25 DEG
1422 | IMP0500B150A10PR14071 | Impeller 0500mm 'B' 150A10PR 14mm 071Frame Deg00 - 18 DEG
1423 | IMP0500B150A10PR140711 | Impeller 0500mm 'B' 150A10PR 14mm 071Frame Deg00 - 12 DEG
1424 | IMP0560B150A05AR14071 | Impeller 0560mm 'B' 150A05AR 14mm 071Frame Deg00 - 20 DEG
1425 | IMP0560B150A05AR28100 | Impeller 0560mm 'B' 150A05AR 28mm 100Frame Deg00 - 22 DEG
1426 | IMP0560B150A05PR14071 | Impeller 0560mm 'B' 150A05PR 14mm 071Frame Deg00 20 DEG
1427 | IMP0560B150A10AR14071 | Impeller 0560mm 'B' 150A10AR 14mm 071Frame Deg00 10 DEG FM3517
1428 | IMP0560B150A10AR19080 | Impeller 0560mm 'B' 150A10AR 19mm 080Frame Deg00 - 15 DEG
1429 | IMP0560B150A10AR19080. | Impeller 0560mm 'B' 150A10AR 19mm 080Frame Deg00 - 20 DEG
1430 | IMP0560B150A10AR19080.. | Impeller 0560mm 'B' 150A10AR 19mm 080Frame Deg00 - 12 DEG
1431 | IMP0560B150A10AR19080... | Impeller 0560mm 'B' 150A10AR 19mm 080Frame Deg00 13 DEG FM3516
1432 | IMP0560B150A10AR24090 | Impeller 0560mm 'B' 150A10AR 24mm 090Frame Deg00 - 33 DEG
1433 | IMP0560B150A10AR24090. | Impeller 0560mm 'B' 150A10AR 24mm 090Frame Deg00 - 28 DEG
1434 | IMP0560B150A10PR19080 | Impeller 0560mm 'B' 150A10PR 19mm 080Frame Deg00 - 11 DEG
1435 | IMP0560B250A14AR19080 | Impeller 0560mm 'B' 250A14AR19mm 080Frame
1436 | IMP0560B250A14PR24090 | Impeller 0560mm 'B' 250A14PR 24mm 090Frame
1437 | IMP0630B150A10AR24090 | Impeller 0630mm 'B' 150A10AR 24mm 090Frame Deg00 -27 DEG
1438 | IMP0630B250A14AR24090 | Impeller 0630mm 'B' 250A14AR 24mm 090Frame
1439 | IMP0630B250A14AR28100 | Impeller 0630mm 'B' 250A14AR 28mm 100Frame
1440 | IMP0630B250A14PR28100 | Impeller 0630mm 'B' 250A14PR 28mm 100Frame Deg00 - 30 DEG
1441 | IMP0710A150A10AR28100 | Impeller 0710mm 'A' 150A10AR 28mm 100Frame Deg00 - 38 DEG
1442 | IMP0710B150A05AR28100 | Impeller 0710mm 'B' 150A05AR 28mm 100Frame Deg00 - 35 DEG
1443 | IMP0710B150A05PR24090 | Impeller 0710mm 'B' 150A05PR 24mm 090Frame Deg00 -21 DEG
1444 | IMP0710B150A10AR28100 | Impeller 0710mm 'B' 150A10AR 28mm 100Frame Deg00 - 33 DEG
1445 | IMP0710B150A10AR28100. | Impeller 0710mm 'B' 150A10AR 28mm 100Frame Deg00 - 38 DEG
1446 | IMP0710B250A07PR240903 | Impeller 0710mm 'B' 250A07PR 24mm 090Frame Deg00 -24 DEG
1447 | IMP0710B250A14AR28100 | Impeller 0710mm 'B' 250A14AR 28mm 100Frame
1448 | IMP0710B250A14PR24090 | Impeller 0710mm 'B' 250A14PR 24mm 090Frame
1449 | IMP0800B150A10AR28100 | Impeller 0800mm 'B' 150A10AR 28mm 100Frame Deg00 - 25 DEG
1450 | IMP0800B150A10AR28100. | Impeller 0800mm 'B' 150A10AR 28mm 100Frame Deg00 -14 DEG
1451 | IMP0800B150A10PR28100 | Impeller 0800mm 'B' 150A10PR 28mm 100Frame Deg 25
1452 | IMP0800B250A14AR28100 | Impeller 0800mm 'B' 250A14AR 28mm 100Frame
1453 | IMP0800B250A14AR38132 | Impeller 0800mm 'B' 250A14AR 38mm 132Frame Deg00 - 35 DEG
1454 | IMP1000B250A14AR38132 | Impeller 1000mm 'B' 250A14AR 38mm 132Frame Deg00 - 25 DEG
1455 | IMP1220 Impeller | c/w 18.5 kW 4 Pole 380 V
1456 | IMP315LDA | 315diam LDA Impeller
1457 | IMP400LDA | 400diam LDA Impeller
1458 | IMP400LDP | 400diam LDP Impeller
1459 | IMP560LDP | LDP 560/250/12/1440-Form B - 15 degrees
1460 | IMP800LDA | LDA 800-9-A16
1461 | Impeller 0710mm 'B' 150A10AR | 24mm 090Frame 13 DEG
1462 | Impeller 0710mm 'B' 250A14AR | 24mm 090 Frame 10 DEG
1463 | Impeller 560mm 'B' 150A10AR | 14mm 071Frame 12DEG
1464 | Impeller 630mm 'B' 150A10AR | 24mm 090Frame 15DEG
1465 | Impeller 630mm 'B' 250A14AR | 24mm 090Frame 15 DEG
1466 | Impeller 710mm 'B' 250A14R | 24mm 090Frame 12 DEG
1467 | Impeller shaft | Impeller shaft+2 keys. Stainless Steel
1468 | Induced Draft Plan | INSPECTION TEST PALN (ITP)
1469 | INLET-CONE | 18 Inch Inlet Cone
1470 | J48821 | BCC-2 450 c/w 5.5kw 4P 380V DIDW
1471 | J57174BRG | BCC-2 560 Bearings
1472 | J57174IMP | BCC-2 560 Impeller set
1473 | J57174INC | BCC-2 560 Inlet Cone
1474 | J57174SHT | BCC-2 560 Shaft
1475 | J70889 FAN | BCC-2 900/1.0 SISW c/w 7.5Kw 4P 380V
1476 | J89867 AVM | Anti Vibration Mount-Set
1477 | J95929 | BCC-2 315 Class 1 DIDW c/w 2.2kw 4P 380V
1478 | J96093 | BCC-2 355 DIDW c/w 3.0kw 2P 380V
1479 | J96202-BCC-2315 | BCC-2 315 Class 1 AR 4A DIDW excl motor
1480 | JA2 18000Btu | JASA-H18A4/JA2
1481 | JAXI300F400 | JAXI 300 F400 'C / 2H | FM - KAYITES | KAYITES
1482 | JAXI315F300 | JAXI 315 F300 'C / 2H | FM - KAYITES | KAYITES
1483 | JAXI355F300 | JAXI 355 F300 'C / 2H | FM - KAYITES | KAYITES
1484 | JAXI355F400 | JAXI 355 F400 'C / 2H | FM - KAYITES | KAYITES
1485 | JAXI400F300 | JAXI 400 F300 'C / 2H | FM - KAYITES | KAYITES
1486 | JAXI400F400 | JAXI 400 F400 'C / 2H | FM - KAYITES | KAYITES
1487 | JAXI450F300 | JAXI 450 F300 'C / 2H | FM - KAYITES | KAYITES
1488 | JAXI450F400 | JAXI 450 F400 'C / 2H | FM - KAYITES | KAYITES
1489 | JAXI500F300 | JAXI 500 F300 'C / 2H | FM - KAYITES | KAYITES
1490 | JAXI500F400 | JAXI 500 F400 'C / 2H | FM - KAYITES | KAYITES
1491 | JB1948 | HPLV 630/0.71 c/w 4.0kw 2890rpm 525V Motor
1492 | JC25776 BEARING SET | c/w TIMAKE PLUMMER BLOCK
1493 | JC25776 SHAFT | ONLY
1494 | JC6202 | BCC-2 Class 1 DI2DW c/w 2,2kW 4P 400V - 2522RPM
1495 | JC9756 | BCC-2 315 Class 1 DIDW c/w 2.2kw 4P 380V - 2845RPM
1496 | JG/S6 | 600mm 380V 2.2KW 1400rpm
1497 | JRAD50F300 | JRAD 50 F300 'C / 2H | FM - KAYITES | KAYITES
1498 | JRAD50F400 | JRAD 50 F400 'C / 2H | FM - KAYITES | KAYITES
1499 | JRAD70F300 | JRAD 70 F300 'C / 2H | FM - KAYITES | KAYITES
1500 | JRAD70F400 | JRAD 70 F400 'C / 2H | FM - KAYITES | KAYITES
1501 | JRAD90F300 | JRAD 90 F300 'C / 2H | FM - KAYITES | KAYITES
1502 | JRAD90F400 | JRAD 90 F400 'C / 2H | FM - KAYITES | KAYITES
1503 | K03MS055S | SCL-K03 MS-0.55kW-1 | FM - FPZ
1504 | K04MS11S | SCL-K04 MS-1.1kW-1-220V | FM - FPZ
1505 | K04MS11T | SCL-K04 MS-1.1kW | FM - FPZ
1506 | K04MS15T | SCL-K04 MS-1.5kW | FM - FPZ
1507 | K05MS11S | SCL-K05 MS-1.1kW-1-220V | FM - FPZ
1508 | K05MS11T | SCL-K05 MS-1.1kW | FM - FPZ
1509 | K05MS15T | SCL-K05 MS-1.5kW | FM - FPZ
1510 | K05MS22S | SCL-K04 MS-2.2kW-1-220V | FM - FPZ
1511 | K05MS22T | SCL-K05 MS-2.2kW | FM - FPZ
1512 | K05MS3T | SCL-K05 MS-3kW | FM - FPZ
1513 | K05TD3 | SCL-K05 TD-3kW | FM - FPZ
1514 | K05TD4 | SCL-K05 TD-4kW | FM - FPZ
1515 | K05TS3 | SCL-K05 TS-3kW | FM - FPZ
1516 | K05TS4 | SCL-K05 TS-4kW | FM - FPZ
1517 | K06MS22 | SCL-K06 MS-2.2kW | FM - FPZ
1518 | K06MS3 | SCL-K06 MS-3.0kW | FM - FPZ
1519 | K06MS4 | SCL-K06 MS-4W | FM - FPZ
1520 | K06TD4 | SCL-K06 TD-4.0kW | FM - FPZ
1521 | K06TD55 | SCL-K06 TD-5.5kW | FM - FPZ
1522 | K06TD75 | SCL-K06 TD-7.5kW | FM - FPZ
1523 | K06TS4 | SCL-K06 TS-4.0kW | FM - FPZ
1524 | K06TS55 | SCL-K06 TS-5.5kW | FM - FPZ
1525 | K06TS75 | SCL-K06 TS-7.5kW | FM - FPZ
1526 | K07MS22 | SCL-K07 MS-2.2kW | FM - FPZ
1527 | K07MS3 | SCL-K07 MS-3.0kW | FM - FPZ
1528 | K07MS4 | SCL-K07 MS-4kW | FM - FPZ
1529 | K07MS55 | SCL-K07 MS-5.5kW | FM - FPZ
1530 | K07RMD4 | SCL-K07R MD-4.0kW | FM - FPZ
1531 | K07RMD55 | SCL-K07R MD-5.5kW | FM - FPZ
1532 | K07TD55 | SCL-K07 TD-5.5kW | FM - FPZ
1533 | K07TD75 | SCL-K07 TD-7.5kW | FM - FPZ
1534 | K07TD92 | SCL-K07 TD-9.2kW | FM - FPZ
1535 | K07TS11 | SCL-K07 TS-11kW | FM - FPZ
1536 | K07TS55 | SCL-K07 TS-5.5kW | FM - FPZ
1537 | K07TS75 | SCL-K07 TS-7.5kW | FM - FPZ
1538 | K07TS92 | SCL-K07 TS-9.2kW | FM - FPZ
1539 | K08MS4 | SCL-K08 MS-4kW | FM - FPZ
1540 | K08MS55 | SCL-K08 MS-5.5kW | FM - FPZ
1541 | K08MS75 | SCL-K08 MS-7.5kW | FM - FPZ
1542 | K08MS92 | SCL-K08 MS-9.2kW | FM - FPZ
1543 | K08RMD75 | SCL-K08R MD MOR-7.5kw 380V | FM - FPZ
1544 | K08TD11 | SCL-K08 TD-11kW | FM - FPZ
1545 | K08TD15 | SCL-K08 TD-15kW | FM - FPZ
1546 | K08TD75 | SCL-K08 TD-7.5kW | FM - FPZ
1547 | K08TD92 | SCL-K08 TD-9.2kW | FM - FPZ
1548 | K08TS11 | SCL-K08 TS-11kW | FM - FPZ
1549 | K08TS15 | SCL-K08 TS-15kW | FM - FPZ
1550 | K08TS75 | SCL-K08 TS-7.5kW | FM - FPZ
1551 | K08TS92 | SCL-K08 TS-9.2kW | FM - FPZ
1552 | K09MD55 | SCL-K09 MD-5.5kW | FM - FPZ
1553 | K09MD75 | SCL-K09 MD-7.5kW | FM - FPZ
1554 | K09MS11 | SCL-K09 MS-11kW | FM - FPZ
1555 | K09MS4 | SCL-K09 MS-4kW | FM - FPZ
1556 | K09MS55 | SCL-K09 MS-5.5kW | FM - FPZ
1557 | K09MS75 | SCL-K09 MS-7.5kW | FM - FPZ
1558 | K09MS92 | SCL-K09 MS-9.2kW | FM - FPZ
1559 | K09TD11 | SCL-K09 TD-11kW | FM - FPZ
1560 | K09TD15 | SCL-K09 TD-15kW | FM - FPZ
1561 | K09TS11 | SCL-K09 TS-11kW | FM - FPZ
1562 | K09TS15 | SCL-K09 TS-15kW | FM - FPZ
1563 | K10MD75 | SCL-K10 MD-7.5kW | FM - FPZ
1564 | K10MD92 | SCL-K10 MD-9.2kW | FM - FPZ
1565 | K10MS11 | SCL-K10 MS-11kW | FM - FPZ
1566 | K10MS15 | SCL-K10 MS-15kW | FM - FPZ
1567 | K10MS55 | SCL-K10 MS-5.5kW | FM - FPZ
1568 | K10MS75 | SCL-K10 MS-7.5kW | FM - FPZ
1569 | K10MS92 | SCL-K10 MS-9.2kW | FM - FPZ
1570 | K10TD11 | SCL-K10 T D-11kW | FM - FPZ
1571 | K10TD15 | SCL-K10 TD-15kW | FM - FPZ
1572 | K10TD185 | SCL-K10 TD-18.5kW | FM - FPZ
1573 | K10TS11 | SCL-K10 TS-11kW | FM - FPZ
1574 | K10TS15 | SCL-K10 TS-15kW | FM - FPZ
1575 | K10TS185 | SCL-K10 TS-18.5kW | FM - FPZ
1576 | K11MD11 | SCL-K11 MD-11kW | FM - FPZ
1577 | K11MD75 | SCL-K11 MD-7.5kW | FM - FPZ
1578 | K11MS11 | SCL-K11 MS-11kW | FM - FPZ
1579 | K11MS15 | SCL-K11 MS-15kW | FM - FPZ
1580 | K11MS185 | SCL-K11 MS-18.5kW | FM - FPZ
1581 | K11MS75 | SCL-K11 MS-7.5kW | FM - FPZ
1582 | K11MS92 | SCL-K11 MS-9.2kW | FM - FPZ
1583 | K11TD15 | SCL-K11 TD-15kW | FM - FPZ
1584 | K11TD185 | SCL-K11 TD-18.5kW | FM - FPZ
1585 | K11TS15 | SCL-K11 TS-15kW | FM - FPZ
1586 | K11TS185 | SCL-K11 TS-18.5kW | FM - FPZ
1587 | K11TS22 | SCL-K11 TS-22kW | FM - FPZ
1588 | K11TS30 | SCL E11-TS GOR-C 30KW 400/690-50 V-Hz
1589 | K12MD11 | SCL-K12 MD-11kW | FM - FPZ
1590 | K12MD15 | SCL-K12 MD-15kW | FM - FPZ
1591 | K12MS11 | SCL-K12 MS-11kW | FM - FPZ
1592 | K12MS15 | SCL-K12 MS-15kW | FM - FPZ
1593 | K12MS185 | SCL-K12 MS-18.5kW | FM - FPZ
1594 | K12MS92 | SCL-K12 MS-9.2kW | FM - FPZ
1595 | K12TD185 | SCL-K12 TD-18.5kW | FM - FPZ
1596 | K431A5F | D 1F-1,05KW X DDMP 8/9 TIG M6A1
1597 | K431A8B | D 1F-2,0KW X DDMP 10/8 M6A4
1598 | K75MS4 | SCL-K75 MS-4kW | FM - FPZ
1599 | K75MS55 | SCL-K75 MS-5.5kW | FM - FPZ
1600 | K75MS75 | SCL-K75 MS-7.5kW | FM - FPZ
1601 | KAF100 | KAF 100 | FM - KAYITES | KAYITES
1602 | KAF125 | KAF 125 | FM - KAYITES | KAYITES
1603 | KAF150 | KAF 150 | FM - KAYITES | KAYITES
1604 | KAF160 | KAF 160 | FM - KAYITES | KAYITES
1605 | KAF200 | KAF 200 | FM - KAYITES | KAYITES
1606 | KAF250 | KAF 250 | FM - KAYITES | KAYITES
1607 | KAF315 | KAF 315 | FM - KAYITES | KAYITES
1608 | KAT 15/15 C2 | TWIN BARE FAN 380/380 CW FCC
1609 | KAZ120 | KAZ 120 | FM - KAYITES | KAYITES
1610 | KAZ140 | KAZ 140 | FM - KAYITES | KAYITES
1611 | KAZ160 | KAZ 160 | FM - KAYITES | KAYITES
1612 | KDAXIS200 | KDAXIS 200 | FM - KAYITES | KAYITES
1613 | KDAXIS250 | KDAXIS 250 | FM - KAYITES | KAYITES
1614 | KDAXIS300 | KDAXIS 300 | FM - KAYITES | KAYITES
1615 | KDAXIS350 | KDAXIS 350 | FM - KAYITES | KAYITES
1616 | KDD 10/10-4/1 | Fan KDD 10/10 550W 4P-1 3SY
1617 | Keep-plate5mmOD | Keep Plate 5mm OD. 42mm, ID. 6mm
1618 | KHA50 | Speed Controller
1619 | KOMU250 | KOMU250 - Non Return Damper | Vents
1620 | KP2-S c/w | 373 Watts 220/1/50
1621 | KP6-H AT | Attenuator
1622 | KP6-H. | Filter Unit with Primary and Hepa Filter
1623 | KSA-250-4K-M | KSA-250-4K-M
1624 | KSA-300-4K-M | KSA-300-4K-M | FM - KAYITES | KAYITES
1625 | KSA-350-4K-M | KSA-350-4K-M | FM - KAYITES | KAYITES
1626 | KSA4004M | KSA-400-4K-M-220V | FM - KAYITES | KAYITES
1627 | KSA4004T | KSA-400-4K-T-380V | FM - KAYITES | KAYITES
1628 | KSA4504M | KSA-450-4K-M-220V | FM - KAYITES | KAYITES
1629 | KSA4504T | KSA-450-4K-T-380V | FM - KAYITES | KAYITES
1630 | KSA5004M | KSA-500-4K-M-220V | FM - KAYITES | KAYITES
1631 | KSA5004T | KSA-500-4K-T-380V | FM - KAYITES | KAYITES
1632 | KSA5504M | KSA-550-4K-M-220V | FM - KAYITES | KAYITES
1633 | KSA5504T | KSA-550-4K-T-380V | FM - KAYITES | KAYITES
1634 | KSA6004M | KSA-600-4K-M-220V | FM - KAYITES | KAYITES
1635 | KSA6004T | KSA-600-4K-T-380V | FM - KAYITES | KAYITES
1636 | KSB 150 | INLINE SILENT FAN
1637 | KSB250 | KSB250 | Vents
1638 | KUL | 1/200 X 200 back draft damper
1639 | L10101101 | CA 100 VO - D Two Speed - Plastic | FM - VORTICE | VORTICE | 3
1640 | L10101126 | CA 125 VO - D Two Speed - Plastic | FM - VORTICE | VORTICE | 3
1641 | L10101151 | CA 150 VO - D Two Speed - Plastic | FM - VORTICE | VORTICE | 2
1642 | L10101200 | CA 200Q VO Lower Volume In-Line Tube Fan Plastic Casin | FM - VORTICE | VORTICE | 3
1643 | L10101250 | CA 250 VO In-Line Tube Fan Plastic Casing | FM - VORTICE | VORTICE
1644 | L10101315 | CA 315 VO In-Line Tube Fan Plastic Casing | FM - VORTICE | VORTICE
1645 | L10101317 | CA 355 | FM - VORTICE | VORTICE
1646 | L20300630 | 24 - 630mm Louvre Shutter Size 756 X 756
1647 | L54202182 | CMA 218-2T
1648 | LCF- 56 | 900mm Ceiling Sweep Fan
1649 | LDA9B710 | LDA9B - Allumium bladed Impeller - Form B to suit 1.1kw 4Pole motor | FM - CFW FANS
1650 | LDP 560/250/12/1440/ | Form B - Blade Angle 15 Deg
1651 | LEGESSS-COT135-100-03-M | LEGENDARY SHORT SLEEVE SHIRT BLUE M
1652 | LEGESSS-COT135-101-03-M | LEGENDARY SHORT SLEEVE SHIRT NAVY M
1653 | LEGESSS-COT135-914-04-L | LEGENDARY SHORT SLEEVE SHIRT FATIGUE L
1654 | LEGESSS-MCNAST-M45-03-M | LEGENDARY TWO-TONE SHORT SLEEVE SHIRT - NAVY/STONE M
1655 | LEGESSS-MCNAST-M45-04-L | LEGENDARY TWO-TONE SHORT SLEEVE SHIRT NAVY/STONE L
1656 | LFC | LFC 450 SISW CL-1 Arrgt 1A
1657 | LS250 | LOUVER SHUTTER Alum. 9 | FM - DONKIN
1658 | LS315 | LOUVER SHUTTER Alum. 12 | FM - DONKIN
1659 | LS400 | LOUVRE SHUTTER 15'' | FM - DONKIN
1660 | LS500 | LOUVRE SHUTTER Alum. 18 | FM - DONKIN
1661 | LS630 | LOUVRE SHUTTER Alum. 24 | FM - DONKIN
1662 | LT10-3SPD | LT10 - 3-Step Speed Controller 10Amp
1663 | M10 DIN 934 GRADE 8.8 HEX NUT Z/BLUE 10 934 GR8 ZB | M10 DIN 934 GRADE 8.8 HEX NUT Z/BLUE 10 934 GR8 ZB
1664 | M10 FLAT WASHER (10 .5i/dx20o/dxthk) S/S A2 | M10 Flat Washer S/S A2 | FASTENERS
1665 | M10 FLAT WASHER DIN 125A ZINC BLUE (10 .5i/dx20o/dxthk) 10 125A ZB | M10 FLAT WASHER DIN 125A ZINC BLUE (10 .5i/dx20o/dxthk) 10 125A ZB | FASTENERS
1666 | M10 Nylock Nut | M10 Nylock Nut Zinc Blue(Silver)
1667 | M10*1 M/S THREADED ROD Z/BLUE 10X1 975 ZB | M10*1 M/S THREADED ROD Z/BLUE 10X1 975 ZB
1668 | M10*16 | M10*16 HT HEX SET SCREW
1669 | M10*25 HT HEX SET SCREW Z/BLUE 10X25 933 8.8 ZB | M10*25 HT HEX SET SCREW Z/BLUE 10X25 933 8.8 ZB
1670 | M10X25 | HEX SET SCREW - S/S 304 - A2
1671 | M10X25X2 FLAT WASHER Z/BLUE 10X25X2 OLD ZB | M10X25X2 FLAT WASHER Z/BLUE 10X25X2 OLD ZB | FASTENERS
1672 | M10X35 | Hex Bolts zinc Blue(Silver)
1673 | M10X40 | HT HEX SET SCREWS
1674 | M10X45 | M10X45 HT HEX SET SCREWS
1675 | M10X65 | M10X65 HT HEX SET SCREWS
1676 | M12 | HEX NUT ZINC BLUE
1677 | M12 S/S | M12 FLAT WASHER - S/S A2 - 304 | FASTENERS
1678 | M12*120 | HEX SET SCREW
1679 | M12*20 HT HEX SET SCREW Z/BLUE 12X20 933 8.8 ZB | M12*20 HT HEX SET SCREW Z/BLUE 12X20 933 8.8 ZB
1680 | M12*40 | M12*40 HT HEX NUT Z/BLUE
1681 | M12*60 | M12X60 HT HEX SET SCREW Z/BLUE -Silver
1682 | M12*90 | HEX SET SCREW
1683 | M12X16 | M12X16 HT HEX SET SCREWS
1684 | M12X25 | M12*25 HT HEX SET SCREW Z/BLUE 12X25 933 8.8 ZB
1685 | M12X30X3 FLAT WASHER Z/BLUE 12X30X3 OLD ZB | M12X30X3 FLAT WASHER Z/BLUE 12X30X3 OLD ZB | FASTENERS
1686 | M12X35 | M12X35 HT Hex Set Screws
1687 | M14 FLAT WASHER DIN 125A ZINC BLUE (15i / d X 28o/d X 2.5thk) 14 125A ZB | M14 FLAT WASHER DIN 125A ZINC BLUE (15i / d X 28o/d X 2.5thk) 14 125A ZB | FASTENERS
1688 | M14 HT NYLOCK NUT 14 985 GR8 | M14 HT NYLOCK NUT 14 985 GR8
1689 | M14*50 HT HEX SET SCREW Z/BLUE 14X50 933 8 . 8 ZB | M14*50 HT HEX SET SCREW Z/BLUE 14X50 933 8 . 8 ZB
1690 | M16 FLAT WASHER DIN (17i/d X 30o/d 3thk) S/S A2 | M16 FLAT WASHER DIN (17i/d x 30o/d X 3thk) S/S A2 | FASTENERS
1691 | M16 FLAT WASHER DIN 125A ZINC BLUE (17i/d X 30o/d 3thk) 16 125A ZB | M16 FLAT WASHER DIN 125A ZINC BLUE (17i/d X 30o/d 3thk) 16 125A ZB | FASTENERS
1692 | M16 GR8 HEX NUT Z/BLUE 16 934 GR8 ZB | M16 GR8 HEX NUT Z/BLUE 16 934 GR8 ZB
1693 | M16 HEX | M16 HEX NUT HOT DIP GALV
1694 | M16 LOCK NUT | M16 HT LOCK NUT
1695 | M16*1 | MM16*1 M/S THREADED ROD Z/BLUE - 16*1 975 ZB
1696 | M16*110 | M16*110 GR8.8 HEX BOLT HOT
1697 | M16*110 HT SET SCREW 16X110 933 8.8 | M16*110 HT SET SCREW 16X110 933 8.8
1698 | M16*120 HT HEX SET SCREW | M16*120 HT HEX SET SCREW 16X120 933 8.8
1699 | M16*20 | M16*20 Hex Set Screws
1700 | M16*40 HT HEX SET SCREW 8 . 8 Z/BLUE 16X40 933 8 . 8 ZB | M16*40 HT HEX SET SCREW 8 . 8 Z/BLUE 16X40 933 8 . 8 ZB
1701 | M16X110 HT SET SCREW 16X110 933 8.8 | M16X110 HT SET SCREW 16X110 933 8.8
1702 | M16X130 HT | M16X130 HT SET SCREW MECH
1703 | M16X90 | M16X90 HT HEX SET SCREWS Z/BLUE
1704 | M20 DIN 580 TESTED EYE BOLT GALV M20EYE OLD | M20 DIN 580 TESTED EYE BOLT GALV M20EYE OLD
1705 | M20*20 GRUB SCREW Z/BLUE 20X20 916 14.9 ZB | M20*20 GRUB SCREW Z/BLUE 20X20 916 14.9 ZB
1706 | M5 HT NUT Z/BLUE 5 934 GR8 ZB | M5 HT NUT Z/BLUE 5 934 GR8 ZB
1707 | M5*16 HT HEX SET SCREW Z/BLUE 5X16 933 8.8 ZB | M5*16 HT HEX SET SCREW Z/BLUE 5X16 933 8.8 ZB
1708 | M5*45 HT HEX SET SCREW 5X45 933 8 . 8 | M5*45 HT HEX SET SCREW 5X45 933 8 . 8
1709 | M5001- | Majax-2 500 20.C.8 Mancooler c/w 2.2 kW 2P 525V With Start/Stop Box
1710 | M5X16X1.5 | HT Flat washer | FASTENERS
1711 | M5X25 | HEX SET SCREW - S/S 304 - A2
1712 | M6 (6.4 X12X1.6) FLAT WASHER DIN 125A ZINC BLUE | M6 (6.4 X12X1.6) FLAT WASHER DIN 125A ZINC BLUE | FASTENERS
1713 | M6 HT HEX NUT Z/BLUE 6 934 GR8 ZB | M6 HT HEX NUT Z/BLUE 6 934 GR8 ZB
1714 | M6 HT NYLOCK NUT | M6 HT NYLOCK NUT
1715 | M6*16 CSK ALLEN CAP SCREW MECHANICAL YELLOW 6X16 7991 10.9 MY | M6*16 CSK ALLEN CAP SCREW MECHANICAL YELLOW 6X16 7991 10.9 MY
1716 | M6*16 HT HEX SET SCREW ENVIROPAS 6X16 933 8.8 EN | M6*16 HT HEX SET SCREW ENVIROPAS 6X16 933 8.8 EN
1717 | M6*25 | M6*25 HT HEX SET SCREW S/S A2
1718 | M6*25 HT HEX SET SCREW Z/BLUE | M6*25 HT HEX SET SCREW Z/BLUE
1719 | M6*35 HT SET SCREW Z/BLUE 6X35 933 8.8 ZB | M6*35 HT SET SCREW Z/BLUE 6X35 933 8.8 ZB
1720 | M6X20X2 | M6x20x2 - Flat Washer Zinc Blue | FASTENERS
1721 | M8 . 4*20*3 FLAT WASHER Z/BLUE 8X20X3 OLD ZB | M8 . 4*20*3 FLAT WASHER Z/BLUE 8X20X3 OLD ZB | FASTENERS
1722 | M8 ANCHOR BOLTS | M8 ANCHOR BOLTS
1723 | M8 FLAT WASHER DIN 125A ZINC BLUE (8 . 4ID*16OD*1.6THICK) 8 125A ZB | M8 FLAT WASHER DIN 125A ZINC BLUE (8 . 4ID*16OD*1.6THICK) 8 125A ZB | FASTENERS
1724 | M8 HT NYLOCK NUT 8 985 GR8 | M8 HT NYLOCK NUT 8 985 GR8
1725 | M8 NUT | M8 HEX NUT ZINC/BLUE
1726 | M8*16 | M8*16 HT SET SCREW S/S A2
1727 | M8*16 HT SET SCREW Z/BLUE | M8*16 HT SET SCREW Z/BLUE
1728 | M8*25 HT HEX 8 . 8 SET SCREW Z/BLUE 8X25 933 8 . 8 ZB | M8*25 HT HEX 8 . 8 SET SCREW Z/BLUE 8X25 933 8 . 8 ZB
1729 | M8X25 | HEX SET SCREW - S/S 304 - A2
1730 | M8X70 | M8X70 HT HEX SET SCREWS ZINC/BLUE
1731 | Majax-2 400 15.B.8 IM | Impeller
1732 | Majax-2 400-15-B-8 Bifucated | T200 c/w 1.1kw 2P 400V
1733 | Majax-2 630.20.D.4 | Speed Controller
1734 | Man Cooler | 600mm c/w 1.5kw 220v
1735 | MANUFACTURE RAW CASINGS | RAW CASING
1736 | MaxfloA 710/150/5 | c/w1.5kw 4Pole 380V
1737 | MaxfloP 710/150/5 | c/w 1.5kw 4Pole 380V
1738 | MB315 | 315diam mounting brackets | BRACKET | THE LAZER GUY | 6
1739 | MB400 | 400diam mounting brackets | BRACKET | THE LAZER GUY | 6
1740 | MB500 | 500diam mounting brackets | BRACKET | THE LAZER GUY | 25
1741 | MB560 | 560diam mounting brackets | BRACKET | THE LAZER GUY | 19
1742 | MB800 | 800diam mounting brackets | BRACKET | THE LAZER GUY | 24
1743 | MF | Mounting Feet | MOUNTING FEET | THE LAZER GUY
1744 | MF125011006 | MFAJAX-3 1250 c/w 11,00KW 6P 380V | FM - DONKIN
1745 | MF125015006 | MFAJAX-3 1250 c/w 15,00KW 6P 380V | FM - DONKIN
1746 | MF125018506 | MFAJAX-3 1250 c/w 18,50KW 6P 380V | FM - DONKIN
1747 | MF12502206 | MFAJAX-3 1250 c/w 2,20KW 6P 380V | FM - DONKIN
1748 | MF12503006 | MFAJAX-3 1250 c/w 3,00KW 6P 380V | FM - DONKIN
1749 | MF12504006 | MFAJAX-3 1250 c/w 4,00KW 6P 380V | FM - DONKIN
1750 | MF12504008 | MFAJAX-3 1250 c/w 4,00KW 8P 380V | FM - DONKIN
1751 | MF12505506 | MFAJAX-3 1250 c/w 5,50KW 6P 380V | FM - DONKIN
1752 | MF12505508 | MFAJAX-3 1250 c/w 5,50KW 8P 380V | FM - DONKIN
1753 | MF12507506 | MFAJAX-3 1250 c/w 7,50KW 6P 380V | FM - DONKIN
1754 | MF12507508 | MFAJAX-3 1250 c/w 7,50KW 8P 380V | FM - DONKIN
1755 | MFA100011004 | MAXFLO 1000/250/14 A c/w 11,00KW 4P 380V | FM - DONKIN
1756 | MFA100015004 | MAXFLO 1000/250/14 A c/w 15,00KW 4P 380V | FM - DONKIN
1757 | MFA100018504 | MAXFLO 1000/250/14 A c/w 18,50KW 4P 380V | FM - DONKIN
1758 | MFA10002206 | MAXFLO 1000/250/14 A c/w 2,20KW 6P 380V | FM - DONKIN
1759 | MFA10003006 | MAXFLO 1000/250/14 A c/w 3,00KW 6P 380V | FM - DONKIN
1760 | MFA10004004 | MAXFLO 1000/250/14 A c/w 4,00KW 4P 380V | FM - DONKIN
1761 | MFA10004006 | MAXFLO 1000/250/14 A c/w 4,00KW 6P 380V | FM - DONKIN
1762 | MFA10005504 | MAXFLO 1000/250/14 A c/w 5,50KW 4P 380V | FM - DONKIN
1763 | MFA10005506 | MAXFLO 1000/250/14 A c/w 5,50KW 6P 380V | FM - DONKIN
1764 | MFA10007504 | MAXFLO 1000/250/14 A c/w 7,50KW 4P 380V | FM - DONKIN
1765 | MFA3150186 | MAXFLO 315/150/10 A c/w 0,18KW 6P 380V | FM - DONKIN
1766 | MFA3150552 | MAXFLO 315/150/10 A c/w 0,55KW 2P 380V | FM - DONKIN
1767 | MFA3150752 | MAXFLO 315/150/10 A c/w 0,75KW 2P 380V | FM - DONKIN
1768 | MFA4000374 | MAXFLO 400/150/10 A c/w 0,37KW 4P 380V | FM - DONKIN
1769 | MFA4000552 | MAXFLO 400/150/10 A c/w 0,55KW 2P 380V | FM - DONKIN
1770 | MFA4000554 | MAXFLO 400/150/10 A c/w 0,55KW 4P 380V | FM - DONKIN
1771 | MFA4000556 | MAXFLO 400/150/10 A c/w 0,55KW 6P 380V | FM - DONKIN
1772 | MFA4000752 | MAXFLO 400/150/10 A c/w 0,75KW 2P 380V | FM - DONKIN
1773 | MFA4001102 | MAXFLO 400/150/10 A c/w 1,10KW 2P 380V | FM - DONKIN
1774 | MFA4002202 | MAXFLO 400/150/10 A c/w 2,20KW 2P 380V | FM - DONKIN
1775 | MFA5000554 | MAXFLO 500/150/10 A c/w 0,55KW 4P 380V | FM - DONKIN
1776 | MFA5000556 | MAXFLO 500/150/10 A c/w 0,55KW 6P 380V | FM - DONKIN
1777 | MFA5000754 | MAXFLO 500/150/10 A c/w 0,75KW 4P 380V | FM - DONKIN
1778 | MFA5001102 | MAXFLO 500/150/10 A c/w 1,10KW 2P 380V | FM - DONKIN
1779 | MFA5001104 | MAXFLO 500/150/10 A c/w 1,10KW 4P 380V | FM - DONKIN
1780 | MFA5001504 | MAXFLO 500/150/10 A c/w 1,50KW 4P 380V | FM - DONKIN
1781 | MFA5002202 | MAXFLO 500/150/10 A c/w 2,20KW 2P 380V | FM - DONKIN
1782 | MFA5004002 | MAXFLO 500/150/10 A c/w 4,00KW 2P 380V | FM - DONKIN
1783 | MFA90011004 | MAXFLO 900/250/14 A c/w 11,00KW 4P 380V | FM - DONKIN
1784 | MFA9001506 | MAXFLO 900/250/14 A c/w 1,50KW 6P 380V | FM - DONKIN
1785 | MFA9002204 | MAXFLO 900/250/14 A c/w 2,20KW 4P 380V | FM - DONKIN
1786 | MFA9003004 | MAXFLO 900/250/14 A c/w 3,00KW 4P 380V | FM - DONKIN
1787 | MFA9003006 | MAXFLO 900/250/14 A c/w 3,00KW 6P 380V | FM - DONKIN
1788 | MFA9004004 | MAXFLO 900/250/14 A c/w 4,00KW 4P 380V | FM - DONKIN
1789 | MFA9004006 | MAXFLO 900/250/14 A c/w 4,00KW 6P 380V | FM - DONKIN
1790 | MFA9005504 | MAXFLO 900/250/14 A c/w 5,50KW 4P 380V | FM - DONKIN
1791 | MFA9007504 | MAXFLO 900/250/14 A c/w 7,50KW 4P 380V | FM - DONKIN
1792 | MFAY5600256 | MAXFLO 560/150/10 A c/w 0,25KW 6P 380V | FM - DONKIN
1793 | MFAY5600374 | MAXFLO 560/150/10 A c/w 0,37KW 4P 380V | FM - DONKIN
1794 | MFAY5600554 | MAXFLO 560/150/10 A c/w 0,55KW 4P 380V | FM - DONKIN
1795 | MFAY5600556 | MAXFLO 560/150/10 A c/w 0,55KW 6P 380V | FM - DONKIN
1796 | MFAY5600754 | MAXFLO 560/150/10 A c/w 0,75KW 4P 380V | FM - DONKIN
1797 | MFAY5601104 | MAXFLO 560/150/10 A c/w 1,10KW 4P 380V | FM - DONKIN
1798 | MFAY5601504 | MAXFLO 560/150/10 A c/w 1,50KW 4P 380V | FM - DONKIN
1799 | MFAY5602202 | MAXFLO 560/150/10 A c/w 2,20KW 2P 380V | FM - DONKIN
1800 | MFAY5604002 | MAXFLO 560/150/10 A c/w 4,00KW 2P 380V | FM - DONKIN
1801 | MFAY6300374 | MAXFLO 630/150/10 A c/w 0,37KW 4P 380V | FM - DONKIN
1802 | MFAY6300554 | MAXFLO 630/150/10 A c/w 0,55KW 4P 380V | FM - DONKIN
1803 | MFAY6300556 | MAXFLO 630/150/10 A c/w 0,55KW 6P 380V | FM - DONKIN
1804 | MFAY6300754 | MAXFLO 630/150/10 A c/w 0,75KW 4P 380V | FM - DONKIN
1805 | MFAY6300756 | MAXFLO 630/150/10 A c/w 0,75KW 6P 380V | FM - DONKIN
1806 | MFAY6301104 | MAXFLO 630/150/10 A c/w 1,10KW 4P 380V | FM - DONKIN
1807 | MFAY6301106 | MAXFLO 630/150/10 A c/w 1,10KW 6P 380V | FM - DONKIN
1808 | MFAY6301504 | MAXFLO 630/150/10 A c/w 1,50KW 4P 380V | FM - DONKIN
1809 | MFAY6302204 | MAXFLO 630/150/10 A c/w 2,20KW 4P 380V | FM - DONKIN
1810 | MFAY6303004 | MAXFLO 630/150/10 A c/w 3,00KW 4P 380V | FM - DONKIN
1811 | MFAY6304002 | MAXFLO 630/150/10 A c/w 4,00KW 2P 380V | FM - DONKIN
1812 | MFAY6304004 | MAXFLO 630/150/10 A c/w 4,00KW 4P 380V | FM - DONKIN
1813 | MFAY7100556 | MAXFLO 710/150/10 A c/w 0,55KW 6P 380V | FM - DONKIN
1814 | MFAY7100754 | MAXFLO 710/150/10 A c/w 0,75KW 4P 380V | FM - DONKIN
1815 | MFAY7101104 | MAXFLO 710/150/10 A c/w 1,10KW 4P 380V | FM - DONKIN
1816 | MFAY7101106 | MAXFLO 710/150/10 A c/w 1,10KW 6P 380V | FM - DONKIN
1817 | MFAY7101504 | MAXFLO 710/150/10 A c/w 1,50KW 4P 380V | FM - DONKIN
1818 | MFAY7101506 | MAXFLO 710/150/10 A c/w 1,50KW 6P 380V | FM - DONKIN
1819 | MFAY7102204 | MAXFLO 710/150/10 A c/w 2,20KW 4P 380V | FM - DONKIN
1820 | MFAY7103004 | MAXFLO 710/150/10 A c/w 3,00KW 4P 380V | FM - DONKIN
1821 | MFAY7104004 | MAXFLO 710/150/10 A c/w 4,00KW 4P 380V | FM - DONKIN
1822 | MFAY7105504 | MAXFLO 710/150/10 A c/w 5,50KW 4P 380V | FM - DONKIN
1823 | MFAY8000556 | MAXFLO 800/150/10 A c/w 0,55KW 6P 380V | FM - DONKIN
1824 | MFAY8000756 | MAXFLO 800/150/10 A c/w 0,75KW 6P 380V | FM - DONKIN
1825 | MFAY8001104 | MAXFLO 800/150/10 A c/w 1,10KW 4P 380V | FM - DONKIN
1826 | MFAY8001106 | MAXFLO 800/150/10 A c/w 1,10KW 6P 380V | FM - DONKIN
1827 | MFAY8001504 | MAXFLO 800/150/10 A c/w 1,50KW 4P 380V | FM - DONKIN
1828 | MFAY8001506 | MAXFLO 800/150/10 A c/w 1,50KW 6P 380V | FM - DONKIN
1829 | MFAY8002204 | MAXFLO 800/150/10 A c/w 2,20KW 4P 380V | FM - DONKIN
1830 | MFAY8002206 | MAXFLO 800/150/10 A c/w 2,20KW 6P 380V | FM - DONKIN
1831 | MFAY8003004 | MAXFLO 800/150/10 A c/w 3,00KW 4P 380V | FM - DONKIN
1832 | MFAY8003006 | MAXFLO 800/150/10 A c/w 3,00KW 6P 380V | FM - DONKIN
1833 | MFAY8004004 | MAXFLO 800/150/10 A c/w 4,00KW 4P 380V | FM - DONKIN
1834 | MFAY8005504 | MAXFLO 800/150/10 A c/w 5,50KW 4P 380V | FM - DONKIN
1835 | MFAY8007504 | MAXFLO 800/150/10 A c/w 7,50KW 4P 380V | FM - DONKIN
1836 | MFAZ5600374 | MAXFLO 560/250/14 A c/w 0,37KW 4P 380V | FM - DONKIN
1837 | MFAZ5600554 | MAXFLO 560/250/14 A c/w 0,55KW 4P 380V | FM - DONKIN
1838 | MFAZ5600556 | MAXFLO 560/250/14 A c/w 0,55KW 6P 380V | FM - DONKIN
1839 | MFAZ5600754 | MAXFLO 560/250/14 A c/w 0,75KW 4P 380V | FM - DONKIN
1840 | MFAZ5600756 | MAXFLO 560/250/14 A c/w 0,75KW 6P 380V | FM - DONKIN
1841 | MFAZ5601104 | MAXFLO 560/250/14 A c/w 1,10KW 4P 380V | FM - DONKIN
1842 | MFAZ5601504 | MAXFLO 560/250/14 A c/w 1,50KW 4P 380V | FM - DONKIN
1843 | MFAZ5602202 | MAXFLO 560/250/14 A c/w 2,20KW 2P 380V | FM - DONKIN
1844 | MFAZ5604002 | MAXFLO 560/250/14 A c/w 4,00KW 2P 380V | FM - DONKIN
1845 | MFAZ6300374 | MAXFLO 630/250/14 A c/w 0,37KW 4P 380V | FM - DONKIN
1846 | MFAZ6300554 | MAXFLO 630/250/14 A c/w 0,55KW 4P 380V | FM - DONKIN
1847 | MFAZ6300754 | MAXFLO 630/250/14 A c/w 0,75KW 4P 380V | FM - DONKIN
1848 | MFAZ6301104 | MAXFLO 630/250/14 A c/w 1,10KW 4P 380V | FM - DONKIN
1849 | MFAZ6301504 | MAXFLO 630/250/14 A c/w 1,50KW 4P 380V | FM - DONKIN
1850 | MFAZ6302204 | MAXFLO 630/250/14 A c/w 2,20KW 4P 380V | FM - DONKIN
1851 | MFAZ6303004 | MAXFLO 630/250/14 A c/w 3,00KW 4P 380V | FM - DONKIN
1852 | MFAZ6304002 | MAXFLO 630/250/14 A c/w 4,00KW 2P 380V | FM - DONKIN
1853 | MFAZ6304004 | MAXFLO 630/250/14 A c/w 4,00KW 4P 380V | FM - DONKIN
1854 | MFAZ7100556 | MAXFLO 710/250/14 A c/w 0,55KW 6P 380V | FM - DONKIN
1855 | MFAZ7100754 | MAXFLO 710/250/14 A c/w 0,75KW 4P 380V | FM - DONKIN
1856 | MFAZ7101104 | MAXFLO 710/250/14 A c/w 1,10KW 4P 380V | FM - DONKIN
1857 | MFAZ7101106 | MAXFLO 710/250/14 A c/w 1,10KW 6P 380V | FM - DONKIN
1858 | MFAZ7101504 | MAXFLO 710/250/14 A c/w 1,50KW 4P 380V | FM - DONKIN
1859 | MFAZ7101506 | MAXFLO 710/250/14 A c/w 1,50KW 6P 380V | FM - DONKIN
1860 | MFAZ7102204 | MAXFLO 710/250/14 A c/w 2,20KW 4P 380V | FM - DONKIN
1861 | MFAZ7103004 | MAXFLO 710/250/14 A c/w 3,00KW 4P 380V | FM - DONKIN
1862 | MFAZ7104004 | MAXFLO 710/250/14 A c/w 4,00KW 4P 380V | FM - DONKIN
1863 | MFAZ7105504 | MAXFLO 710/250/14 A c/w 5,50KW 4P 380V | FM - DONKIN
1864 | MFAZ8000556 | MAXFLO 800/250/14 A c/w 0,55KW 6P 380V | FM - DONKIN
1865 | MFAZ8000756 | MAXFLO 800/250/14 A c/w 0,75KW 6P 380V | FM - DONKIN
1866 | MFAZ8001104 | MAXFLO 800/250/14 A c/w 1,10KW 4P 380V | FM - DONKIN
1867 | MFAZ8001106 | MAXFLO 800/250/14 A c/w 1,10KW 6P 380V | FM - DONKIN
1868 | MFAZ8001504 | MAXFLO 800/250/14 A c/w 1,50KW 4P 380V | FM - DONKIN
1869 | MFAZ8001506 | MAXFLO 800/250/14 A c/w 1,50KW 6P 380V | FM - DONKIN
1870 | MFAZ8002204 | MAXFLO 800/250/14 A c/w 2,20KW 4P 380V | FM - DONKIN
1871 | MFAZ8002206 | MAXFLO 800/250/14 A c/w 2,20KW 6P 380V | FM - DONKIN
1872 | MFAZ8003004 | MAXFLO 800/250/14 A c/w 3,00KW 4P 380V | FM - DONKIN
1873 | MFAZ8003006 | MAXFLO 800/250/14 A c/w 3,00KW 6P 380V | FM - DONKIN
1874 | MFAZ8004004 | MAXFLO 800/250/14 A c/w 4,00KW 4P 380V | FM - DONKIN
1875 | MFAZ8005504 | MAXFLO 800/250/14 A c/w 5,50KW 4P 380V | FM - DONKIN
1876 | MFAZ8007504 | MAXFLO 800/250/14 A c/w 7,50KW 4P 380V | FM - DONKIN
1877 | MFP100011004 | MAXFLO 1000/250/14 P c/w 11,00KW 4P 380V | FM - DONKIN
1878 | MFP100015004 | MAXFLO 1000/250/14 P c/w 15,00KW 4P 380V | FM - DONKIN
1879 | MFP100018504 | MAXFLO 1000/250/14 P c/w 18,50KW 4P 380V | FM - DONKIN
1880 | MFP10002206 | MAXFLO 1000/250/14 P c/w 2,20KW 6P 380V | FM - DONKIN
1881 | MFP10003006 | MAXFLO 1000/250/14 P c/w 3,00KW 6P 380V | FM - DONKIN
1882 | MFP10004004 | MAXFLO 1000/250/14 P c/w 4,00KW 4P 380V | FM - DONKIN
1883 | MFP10004006 | MAXFLO 1000/250/14 P c/w 4,00KW 6P 380V | FM - DONKIN
1884 | MFP10005504 | MAXFLO 1000/250/14 P c/w 5,50KW 4P 380V | FM - DONKIN
1885 | MFP10005506 | MAXFLO 1000/250/14 P c/w 5,50KW 6P 380V | FM - DONKIN
1886 | MFP10007504 | MAXFLO 1000/250/14 P c/w 7,50KW 4P 380V | FM - DONKIN
1887 | MFP3150186 | MAXFLO 315/150/10 P c/w 0,18KW 6P 380V | FM - DONKIN
1888 | MFP3150254 | MAXFLO 315/150/10 P c/w 0,25KW 4P 380V | FM - DONKIN
1889 | MFP3150374 | MAXFLO 315/150/10 P c/w 0,37KW 4P 380V | FM - DONKIN
1890 | MFP3150552 | MAXFLO 315/150/10 P c/w 0,55KW 2P 380V | FM - DONKIN
1891 | MFP3150752 | MAXFLO 315/150/10 P c/w 0,75KW 2P 380V | FM - DONKIN
1892 | MFP4000254 | MAXFLO 400/150/10 P c/w 0,25KW 4P 380V | FM - DONKIN
1893 | MFP4000374 | MAXFLO 400/150/10 P c/w 0,37KW 4P 380V | FM - DONKIN
1894 | MFP4000552 | MAXFLO 400/150/10 P c/w 0,55KW 2P 380V | FM - DONKIN
1895 | MFP4000554 | MAXFLO 400/150/10 P c/w 0,55KW 4P 380V | FM - DONKIN
1896 | MFP4000556 | MAXFLO 400/150/10 P c/w 0,55KW 6P 380V | FM - DONKIN
1897 | MFP4000752 | MAXFLO 400/150/10 P c/w 0,75KW 2P 380V | FM - DONKIN
1898 | MFP4001102 | MAXFLO 400/150/10 P c/w 1,10KW 2P 380V | FM - DONKIN
1899 | MFP4002202 | MAXFLO 400/150/10 P c/w 2,20KW 2P 380V | FM - DONKIN
1900 | MFP5000374 | MAXFLO 500/150/10 P c/w 0,37KW 4P 380V | FM - DONKIN
1901 | MFP5000554 | MAXFLO 500/150/10 P c/w 0,55KW 4P 380V | FM - DONKIN
1902 | MFP5000556 | MAXFLO 500/150/10 P c/w 0,55KW 6P 380V | FM - DONKIN
1903 | MFP5000754 | MAXFLO 500/150/10 P c/w 0,75KW 4P 380V | FM - DONKIN
1904 | MFP5001102 | MAXFLO 500/150/10 P c/w 1,10KW 2P 380V | FM - DONKIN
1905 | MFP5001104 | MAXFLO 500/150/10 P c/w 1,10KW 4P 380V | FM - DONKIN
1906 | MFP5001504 | MAXFLO 500/150/10 P c/w 1,50KW 4P 380V | FM - DONKIN
1907 | MFP5002202 | MAXFLO 500/150/10 P c/w 2,20KW 2P 380V | FM - DONKIN
1908 | MFP5004002 | MAXFLO 500/150/10 P c/w 4,00KW 2P 380V | FM - DONKIN
1909 | MFP90011004 | MAXFLO 900/250/14 P c/w 11,00KW 4P 380V | FM - DONKIN
1910 | MFP9001506 | MAXFLO 900/250/14 P c/w 1,50KW 6P 380V | FM - DONKIN
1911 | MFP9002204 | MAXFLO 900/250/14 P c/w 2,20KW 4P 380V | FM - DONKIN
1912 | MFP9003004 | MAXFLO 900/250/14 P c/w 3,00KW 4P 380V | FM - DONKIN
1913 | MFP9003006 | MAXFLO 900/250/14 P c/w 3,00KW 6P 380V | FM - DONKIN
1914 | MFP9004004 | MAXFLO 900/250/14 P c/w 4,00KW 4P 380V | FM - DONKIN
1915 | MFP9004006 | MAXFLO 900/250/14 P c/w 4,00KW 6P 380V | FM - DONKIN
1916 | MFP9005504 | MAXFLO 900/250/14 P c/w 5,50KW 4P 380V | FM - DONKIN
1917 | MFP9007504 | MAXFLO 900/250/14 P c/w 7,50KW 4P 380V | FM - DONKIN
1918 | MFPY5600256 | MAXFLO 560/150/10 P c/w 0,25KW 6P 380V | FM - DONKIN
1919 | MFPY5600374 | MAXFLO 560/150/10 P c/w 0,37KW 4P 380V | FM - DONKIN
1920 | MFPY5600554 | MAXFLO 560/150/10 P c/w 0,55KW 4P 380V | FM - DONKIN
1921 | MFPY5600556 | MAXFLO 560/150/10 P c/w 0,55KW 6P 380V | FM - DONKIN
1922 | MFPY5600754 | MAXFLO 560/150/10 P c/w 0,75KW 4P 380V | FM - DONKIN
1923 | MFPY5601104 | MAXFLO 560/150/10 P c/w 1,10KW 4P 380V | FM - DONKIN
1924 | MFPY5601504 | MAXFLO 560/150/10 P c/w 1,50KW 4P 380V | FM - DONKIN
1925 | MFPY5602202 | MAXFLO 560/150/10 P c/w 2,20KW 2P 380V | FM - DONKIN
1926 | MFPY5604002 | MAXFLO 560/150/10 P c/w 4,00KW 2P 380V | FM - DONKIN
1927 | MFPY6300374 | MAXFLO 630/150/10 P c/w 0,37KW 4P 380V | FM - DONKIN
1928 | MFPY6300554 | MAXFLO 630/150/10 P c/w 0,55KW 4P 380V | FM - DONKIN
1929 | MFPY6300556 | MAXFLO 630/150/10 P c/w 0,55KW 6P 380V | FM - DONKIN
1930 | MFPY6300754 | MAXFLO 630/150/10 P c/w 0,75KW 4P 380V | FM - DONKIN
1931 | MFPY6300756 | MAXFLO 630/150/10 P c/w 0,75KW 6P 380V | FM - DONKIN
1932 | MFPY6301104 | MAXFLO 630/150/10 P c/w 1,10KW 4P 380V | FM - DONKIN
1933 | MFPY6301106 | MAXFLO 630/150/10 P c/w 1,10KW 6P 380V | FM - DONKIN
1934 | MFPY6301504 | MAXFLO 630/150/10 P c/w 1,50KW 4P 380V | FM - DONKIN
1935 | MFPY6302204 | MAXFLO 630/150/10 P c/w 2,20KW 4P 380V | FM - DONKIN
1936 | MFPY6303004 | MAXFLO 630/150/10 P c/w 3,00KW 4P 380V | FM - DONKIN
1937 | MFPY6304002 | MAXFLO 630/150/10 P c/w 4,00KW 2P 380V | FM - DONKIN
1938 | MFPY6304004 | MAXFLO 630/150/10 P c/w 4,00KW 4P 380V | FM - DONKIN
1939 | MFPY7100556 | MAXFLO 710/150/10 P c/w 0,55KW 6P 380V | FM - DONKIN
1940 | MFPY7100754 | MAXFLO 710/150/10 P c/w 0,75KW 4P 380V | FM - DONKIN
1941 | MFPY7101104 | MAXFLO 710/150/10 P c/w 1,10KW 4P 380V | FM - DONKIN
1942 | MFPY7101106 | MAXFLO 710/150/10 P c/w 1,10KW 6P 380V | FM - DONKIN
1943 | MFPY7101504 | MAXFLO 710/150/10 P c/w 1,50KW 4P 380V | FM - DONKIN
1944 | MFPY7101506 | MAXFLO 710/150/10 P c/w 1,50KW 6P 380V | FM - DONKIN
1945 | MFPY7102204 | MAXFLO 710/150/10 P c/w 2,20KW 4P 380V | FM - DONKIN
1946 | MFPY7103004 | MAXFLO 710/150/10 P c/w 3,00KW 4P 380V | FM - DONKIN
1947 | MFPY7104004 | MAXFLO 710/150/10 P c/w 4,00KW 4P 380V | FM - DONKIN
1948 | MFPY7105504 | MAXFLO 710/150/10 P c/w 5,50KW 4P 380V | FM - DONKIN
1949 | MFPY8000556 | MAXFLO 800/150/10 P c/w 0,55KW 6P 380V | FM - DONKIN
1950 | MFPY8000756 | MAXFLO 800/150/10 P c/w 0,75KW 6P 380V | FM - DONKIN
1951 | MFPY8001104 | MAXFLO 800/150/10 P c/w 1,10KW 4P 380V | FM - DONKIN
1952 | MFPY8001106 | MAXFLO 800/150/10 P c/w 1,10KW 6P 380V | FM - DONKIN
1953 | MFPY8001504 | MAXFLO 800/150/10 P c/w 1,50KW 4P 380V | FM - DONKIN
1954 | MFPY8001506 | MAXFLO 800/150/10 P c/w 1,50KW 6P 380V | FM - DONKIN
1955 | MFPY8002204 | MAXFLO 800/150/10 P c/w 2,20KW 4P 380V | FM - DONKIN
1956 | MFPY8002206 | MAXFLO 800/150/10 P c/w 2,20KW 6P 380V | FM - DONKIN
1957 | MFPY8003004 | MAXFLO 800/150/10 P c/w 3,00KW 4P 380V | FM - DONKIN
1958 | MFPY8003006 | MAXFLO 800/150/10 P c/w 3,00KW 6P 380V | FM - DONKIN
1959 | MFPY8004004 | MAXFLO 800/150/10 P c/w 4,00KW 4P 380V | FM - DONKIN
1960 | MFPY8005504 | MAXFLO 800/150/10 P c/w 5,50KW 4P 380V | FM - DONKIN
1961 | MFPY8007504 | MAXFLO 800/150/10 P c/w 7,50KW 4P 380V | FM - DONKIN
1962 | MFPZ5600374 | MAXFLO 560/250/14 P c/w 0,37KW 4P 380V | FM - DONKIN
1963 | MFPZ5600554 | MAXFLO 560/250/14 P c/w 0,55KW 4P 380V | FM - DONKIN
1964 | MFPZ5600556 | MAXFLO 560/250/14 P c/w 0,55KW 6P 380V | FM - DONKIN
1965 | MFPZ5600754 | MAXFLO 560/250/14 P c/w 0,75KW 4P 380V | FM - DONKIN
1966 | MFPZ5600756 | MAXFLO 560/250/14 P c/w 0,75KW 6P 380V | FM - DONKIN
1967 | MFPZ5601104 | MAXFLO 560/250/14 P c/w 1,10KW 4P 380V | FM - DONKIN
1968 | MFPZ5601504 | MAXFLO 560/250/14 P c/w 1,50KW 4P 380V | FM - DONKIN
1969 | MFPZ5602202 | MAXFLO 560/250/14 P c/w 2,20KW 2P 380V | FM - DONKIN
1970 | MFPZ5604002 | MAXFLO 560/250/14 P c/w 4,00KW 2P 380V | FM - DONKIN
1971 | MFPZ6300374 | MAXFLO 630/250/14 P c/w 0,37KW 4P 380V | FM - DONKIN
1972 | MFPZ6300554 | MAXFLO 630/250/14 P c/w 0,55KW 4P 380V | FM - DONKIN
1973 | MFPZ6300754 | MAXFLO 630/250/14 P c/w 0,75KW 4P 380V | FM - DONKIN
1974 | MFPZ6301104 | MAXFLO 630/250/14 P c/w 1,10KW 4P 380V | FM - DONKIN
1975 | MFPZ6301504 | MAXFLO 630/250/14 P c/w 1,50KW 4P 380V | FM - DONKIN
1976 | MFPZ6302204 | MAXFLO 630/250/14 P c/w 2,20KW 4P 380V | FM - DONKIN
1977 | MFPZ6303004 | MAXFLO 630/250/14 P c/w 3,00KW 4P 380V | FM - DONKIN
1978 | MFPZ6304002 | MAXFLO 630/250/14 P c/w 4,00KW 2P 380V | FM - DONKIN
1979 | MFPZ6304004 | MAXFLO 630/250/14 P c/w 4,00KW 4P 380V | FM - DONKIN
1980 | MFPZ7100556 | MAXFLO 710/250/14 P c/w 0,55KW 6P 380V | FM - DONKIN
1981 | MFPZ7100754 | MAXFLO 710/250/14 P c/w 0,75KW 4P 380V | FM - DONKIN
1982 | MFPZ7101104 | MAXFLO 710/250/14 P c/w 1,10KW 4P 380V | FM - DONKIN
1983 | MFPZ7101106 | MAXFLO 710/250/14 P c/w 1,10KW 6P 380V | FM - DONKIN
1984 | MFPZ7101504 | MAXFLO 710/250/14 P c/w 1,50KW 4P 380V | FM - DONKIN
1985 | MFPZ7101506 | MAXFLO 710/250/14 P c/w 1,50KW 6P 380V | FM - DONKIN
1986 | MFPZ7102204 | MAXFLO 710/250/14 P c/w 2,20KW 4P 380V | FM - DONKIN
1987 | MFPZ7103004 | MAXFLO 710/250/14 P c/w 3,00KW 4P 380V | FM - DONKIN
1988 | MFPZ7104004 | MAXFLO 710/250/14 P c/w 4,00KW 4P 380V | FM - DONKIN
1989 | MFPZ7105504 | MAXFLO 710/250/14 P c/w 5,50KW 4P 380V | FM - DONKIN
1990 | MFPZ8000556 | MAXFLO 800/250/14 P c/w 0,55KW 6P 380V | FM - DONKIN
1991 | MFPZ8000756 | MAXFLO 800/250/14 P c/w 0,75KW 6P 380V | FM - DONKIN
1992 | MFPZ8001104 | MAXFLO 800/250/14 P c/w 1,10KW 4P 380V | FM - DONKIN
1993 | MFPZ8001106 | MAXFLO 800/250/14 P c/w 1,10KW 6P 380V | FM - DONKIN
1994 | MFPZ8001504 | MAXFLO 800/250/14 P c/w 1,50KW 4P 380V | FM - DONKIN
1995 | MFPZ8001506 | MAXFLO 800/250/14 P c/w 1,50KW 6P 380V | FM - DONKIN
1996 | MFPZ8002204 | MAXFLO 800/250/14 P c/w 2,20KW 4P 380V | FM - DONKIN
1997 | MFPZ8002206 | MAXFLO 800/250/14 P c/w 2,20KW 6P 380V | FM - DONKIN
1998 | MFPZ8003004 | MAXFLO 800/250/14 P c/w 3,00KW 4P 380V | FM - DONKIN
1999 | MFPZ8003006 | MAXFLO 800/250/14 P c/w 3,00KW 6P 380V | FM - DONKIN
2000 | MFPZ8004004 | MAXFLO 800/250/14 P c/w 4,00KW 4P 380V | FM - DONKIN
2001 | MFPZ8005504 | MAXFLO 800/250/14 P c/w 5,50KW 4P 380V | FM - DONKIN
2002 | MFPZ8007504 | MAXFLO 800/250/14 P c/w 7,50KW 4P 380V | FM - DONKIN
2003 | MH125011004 | MFAJAX-3 1250 c/w 11,00KW 4P 380V | FM - DONKIN
2004 | MH125011006 | MFAJAX-3 1250 c/w 11,00KW 6P 380V | FM - DONKIN
2005 | MH125011008 | MFAJAX-3 1250 c/w 11,00KW 8P 380V | FM - DONKIN
2006 | MH125015004 | MFAJAX-3 1250 c/w 15,00KW 4P 380V | FM - DONKIN
2007 | MH125015006 | MFAJAX-3 1250 c/w 15,00KW 6P 380V | FM - DONKIN
2008 | MH125015008 | MFAJAX-3 1250 c/w 15,00KW 8P 380V | FM - DONKIN
2009 | MH125018504 | MFAJAX-3 1250 c/w 18,50KW 4P 380V | FM - DONKIN
2010 | MH125018506 | MFAJAX-3 1250 c/w 18,50KW 6P 380V | FM - DONKIN
2011 | MH125018508 | MFAJAX-3 1250 c/w 18,50KW 8P 380V | FM - DONKIN
2012 | MH125022004 | MFAJAX-3 1250 c/w 22,00KW 4P 380V | FM - DONKIN
2013 | MH125022006 | MFAJAX-3 1250 c/w 22,00KW 6P 380V | FM - DONKIN
2014 | MH125022008 | MFAJAX-3 1250 c/w 22,00KW 8P 380V | FM - DONKIN
2015 | MH125030004 | MFAJAX-3 1250 c/w 30,00KW 4P 380V | FM - DONKIN
2016 | MH125030006 | MFAJAX-3 1250 c/w 30,00KW 6P 380V | FM - DONKIN
2017 | MH125030008 | MFAJAX-3 1250 c/w 30,00KW 8P 380V | FM - DONKIN
2018 | MH12503006 | MFAJAX-3 1250 c/w 3,00KW 6P 380V | FM - DONKIN
2019 | MH125037004 | MFAJAX-3 1250 c/w 37,00KW 4P 380V | FM - DONKIN
2020 | MH125037006 | MFAJAX-3 1250 c/w 37,00KW 6P 380V | FM - DONKIN
2021 | MH125037008 | MFAJAX-3 1250 c/w 37,00KW 8P 380V | FM - DONKIN
2022 | MH12504006 | MFAJAX-3 1250 c/w 4,00KW 6P 380V | FM - DONKIN
2023 | MH12504008 | MFAJAX-3 1250 c/w 4,00KW 8P 380V | FM - DONKIN
2024 | MH125045004 | MFAJAX-3 1250 c/w 45,00KW 4P 380V | FM - DONKIN
2025 | MH125045006 | MFAJAX-3 1250 c/w 45,00KW 6P 380V | FM - DONKIN
2026 | MH125055004 | MFAJAX-3 1250 c/w 55,00KW 4P 380V | FM - DONKIN
2027 | MH12505506 | MFAJAX-3 1250 c/w 5,50KW 6P 380V | FM - DONKIN
2028 | MH12505508 | MFAJAX-3 1250 c/w 5,50KW 8P 380V | FM - DONKIN
2029 | MH125075004 | MFAJAX-3 1250 c/w 75,00KW 4P 380V | FM - DONKIN
2030 | MH12507506 | MFAJAX-3 1250 c/w 7,50KW 6P 380V | FM - DONKIN
2031 | MH12507508 | MFAJAX-3 1250 c/w 7,50KW 8P 380V | FM - DONKIN
2032 | Mild Steel-200x200x1.6mm | Laser-Cut Mild Steel Plate 200x200x1.6mm
2033 | Mild Steel-310x310x1.6mm | Laser-Cut Mild Steel Plate 310x310x1.6mm
2034 | Mild Steel-620x620x1.6mm | Laser-Cut Mild Steel Plate 620x620x1.6mm
2035 | MJ1500 | Majax-1 470 Impeller
2036 | MP0400B150A05PR14071 | Impeller 0400mm 'B' 150A05PR 14mm 071Frame Deg00 -10 DEG
2037 | MP0500B150A05AR24090 | Impeller 0500mm 'B' 150A05AR 24mm 090Frame Deg00 - 14 DEG
2038 | MP0630B150A10AR24090 | Impeller 0630mm 'B' 150A10AR 24mm 090Frame Deg00 - 27 DEG
2039 | MP0710B150A05PR24090 | eller 0710mm 'B' 150A05PR 24mm 090Frame Deg00 - 21 DEG
2040 | MP0710B150A05PR240901 | Impeller 0710mm 'B' 150A05PR 24mm 090Frame Deg00 - 23 DEG
2041 | MP0710B150A10AR28100 | Impeller 0710mm 'B' 150A10AR 28mm 100Frame Deg00 - 35 DEG
2042 | MR60Hz | Rewind motor to 60Hz incl. SATMOS Treatment
2043 | MRAD315 | MRAD 315 | FM - KAYITES | KAYITES
2044 | MS3150552 | MAJAX-3 315 c/w 0,55KW 2P 220V | FM - DONKIN
2045 | MS3150554 | MAJAX-3 315 c/w 0,55KW 4P 220V | FM - DONKIN
2046 | MS3150556 | MAJAX-3 315 c/w 0,55KW 6P 220V | FM - DONKIN
2047 | MS4000186 | MAJAX-3 400 c/w 0,18KW 6P 220V | FM - DONKIN
2048 | MS4000254 | MAJAX-3 400 c/w 0,25KW 4P 220V | FM - DONKIN
2049 | MS4000374 | MAJAX-3 400 c/w 0,37KW 4P 220V | FM - DONKIN
2050 | MS4000552 | MAJAX-3 400 c/w 0,55KW 2P 220V | FM - DONKIN
2051 | MS4000754 | MAJAX-3 400 c/w 0,75KW 4P 220V | FM - DONKIN
2052 | MS4001102 | MAJAX-3 400 c/w 1,10KW 2P 220V | FM - DONKIN
2053 | MS4001502 | MAJAX-3 400 c/w 1,50KW 2P 220V | FM - DONKIN
2054 | MS4002202 | MAJAX-3 400 c/w 2,20KW 2P 220V | FM - DONKIN
2055 | MS5000186 | MAJAX-3 500 c/w 0,18KW 6P 220V | FM - DONKIN
2056 | MS5000254 | MAJAX-3 500 c/w 0,25KW 4P 220V | FM - DONKIN
2057 | MS5000374 | MAJAX-3 500 c/w 0,37KW 4P 220V | FM - DONKIN
2058 | MS5000554 | MAJAX-3 500 c/w 0,55KW 4P 220V | FM - DONKIN
2059 | MS5000556 | MAJAX-3 500 c/w 0,55KW 6P 220V | FM - DONKIN
2060 | MS5000752 | MAJAX-3 500 c/w 0,75KW 2P 220V | FM - DONKIN
2061 | MS5000754 | MAJAX-3 500 c/w 0,75KW 4P 220V | FM - DONKIN
2062 | MS5001102 | MAJAX-3 500 c/w 1,10KW 2P 220V | FM - DONKIN
2063 | MS5001104 | MAJAX-3 500 c/w 1,10KW 4P 220V | FM - DONKIN
2064 | MS5001502 | MAJAX-3 500 c/w 1,50KW 2P 220V | FM - DONKIN
2065 | MS5001504 | MAJAX-3 500 c/w 1,50KW 4P 220V | FM - DONKIN
2066 | MS5002202 | MAJAX-3 500 c/w 2,20KW 2P 220V | FM - DONKIN
2067 | MS5600186 | MAJAX-3 560 c/w 0,18KW 6P 220V | FM - DONKIN
2068 | MS5600374 | MAJAX-3 560 c/w 0,37KW 4P 220V | FM - DONKIN
2069 | MS5600554 | MAJAX-3 560 c/w 0,55KW 4P 220V | FM - DONKIN
2070 | MS5600556 | MAJAX-3 560 c/w 0,55KW 6P 220V | FM - DONKIN
2071 | MS5600754 | MAJAX-3 560 c/w 0,75KW 4P 220V | FM - DONKIN
2072 | MS5601102 | MAJAX-3 560 c/w 1,10KW 2P 220V | FM - DONKIN
2073 | MS5601104 | MAJAX-3 560 c/w 1,10KW 4P 220V | FM - DONKIN
2074 | MS5601502 | MAJAX-3 560 c/w 1,50KW 2P 220V | FM - DONKIN
2075 | MS5601504 | MAJAX-3 560 c/w 1,50KW 4P 220V | FM - DONKIN
2076 | MS5602202 | MAJAX-3 560 c/w 2,20KW 2P 220V | FM - DONKIN
2077 | MS5605502 | MAJAX-3 560 c/w 5,50KW 2P 220V | FM - DONKIN
2078 | MS6300186 | MAJAX-3 630 c/w 0,18KW 6P 220V | FM - DONKIN
2079 | MS6300374 | MAJAX-3 630 c/w 0,37KW 4P 220V | FM - DONKIN
2080 | MS6300554 | MAJAX-3 630 c/w 0,55KW 4P 220V | FM - DONKIN
2081 | MS6300556 | MAJAX-3 630 c/w 0,55KW 6P 220V | FM - DONKIN
2082 | MS6300754 | MAJAX-3 630 c/w 0,75KW 4P 220V | FM - DONKIN
2083 | MS6301104 | MAJAX-3 630 c/w 1,10KW 4P 220V | FM - DONKIN
2084 | MS6301504 | MAJAX-3 630 c/w 1,50KW 4P 220V | FM - DONKIN
2085 | MS6302204 | MAJAX-3 630 c/w 2,20KW 4P 220V | FM - DONKIN
2086 | MT100011004 | MAJAX-3 1000 c/w 11,00KW 4P 380V | FM - DONKIN
2087 | MT100011006 | MAJAX-3 1000 c/w 11,00KW 6P 380V | FM - DONKIN
2088 | MT10001106 | MAJAX-3 1000 c/w 1,10KW 6P 380V | FM - DONKIN
2089 | MT100015004 | MAJAX-3 1000 c/w 15,00KW 4P 380V | FM - DONKIN
2090 | MT10001506 | MAJAX-3 1000 c/w 1,50KW 6P 380V | FM - DONKIN
2091 | MT100018504 | MAJAX-3 1000 c/w 18,50KW 4P 380V | FM - DONKIN
2092 | MT100022004 | MAJAX-3 1000 c/w 22,00KW 4P 380V | FM - DONKIN
2093 | MT10002206 | MAJAX-3 1000 c/w 2,20KW 6P 380V | FM - DONKIN
2094 | MT100030004 | MAJAX-3 1000 c/w 30,00KW 4P 380V | FM - DONKIN
2095 | MT10003004 | MAJAX-3 1000 c/w 3,00KW 4P 380V | FM - DONKIN
2096 | MT10003006 | MAJAX-3 1000 c/w 3,00KW 6P 380V | FM - DONKIN
2097 | MT10004004 | MAJAX-3 1000 c/w 4,00KW 4P 380V | FM - DONKIN
2098 | MT10004006 | MAJAX-3 1000 c/w 4,00KW 6P 380V | FM - DONKIN
2099 | MT10004008 | MAJAX-3 1000 c/w 4,00KW 8P 380V | FM - DONKIN
2100 | MT10005504 | MAJAX-3 1000 c/w 5,50KW 4P 380V | FM - DONKIN
2101 | MT10005506 | MAJAX-3 1000 c/w 5,50KW 6P 380V | FM - DONKIN
2102 | MT10007504 | MAJAX-3 1000 c/w 7,50KW 4P 380V | FM - DONKIN
2103 | MT10007506 | MAJAX-3 1000 c/w 7,50KW 6P 380V | FM - DONKIN
2104 | MT160037006 | MAJAX-3 1600 c/w 37,00KW 6P 380V
2105 | MT3150186 | MAJAX-3 315 c/w 0,18KW 6P 380V | FM - DONKIN
2106 | MT3150254 | MAJAX-3 315 c/w 0,25KW 4P 380V | FM - DONKIN
2107 | MT3150552 | MAJAX-3 315 c/w 0,55KW 2P 380V | FM - DONKIN
2108 | MT3150556 | MAJAX-3 315 c/w 0,55KW 6P 380V | FM - DONKIN
2109 | MT4000186 | MAJAX-3 400 c/w 0,18KW 6P 380V | FM - DONKIN
2110 | MT4000254 | MAJAX-3 400 c/w 0,25KW 4P 380V | FM - DONKIN
2111 | MT4000374 | MAJAX-3 400 c/w 0,37KW 4P 380V | FM - DONKIN
2112 | MT4000552 | MAJAX-3 400 c/w 0,55KW 2P 380V | FM - DONKIN
2113 | MT4001102 | MAJAX-3 400 c/w 1,10KW 2P 380V | FM - DONKIN
2114 | MT4001502 | MAJAX-3 400 c/w 1,50KW 2P 380V | FM - DONKIN
2115 | MT4002202 | MAJAX-3 400 c/w 2,20KW 2P 380V | FM - DONKIN
2116 | MT5000186 | MAJAX-3 500 c/w 0,18KW 6P 380V | FM - DONKIN
2117 | MT5000254 | MAJAX-3 500 c/w 0,25KW 4P 380V | FM - DONKIN
2118 | MT5000374 | MAJAX-3 500 c/w 0,37KW 4P 380V | FM - DONKIN
2119 | MT5000554 | MAJAX-3 500 c/w 0,55KW 4P 380V | FM - DONKIN
2120 | MT5000556 | MAJAX-3 500 c/w 0,55KW 6P 380V | FM - DONKIN
2121 | MT5000754 | MAJAX-3 500 c/w 0,75KW 4P 380V | FM - DONKIN
2122 | MT5001102 | MAJAX-3 500 c/w 1,10KW 2P 380V | FM - DONKIN
2123 | MT5001104 | MAJAX-3 500 c/w 1,10KW 4P 380V | FM - DONKIN
2124 | MT5001502 | MAJAX-3 500 c/w 1,50KW 2P 380V | FM - DONKIN
2125 | MT5001504 | MAJAX-3 500 c/w 1,50KW 4P 380V | FM - DONKIN
2126 | MT5002202 | MAJAX-3 500 c/w 2,20KW 2P 380V | FM - DONKIN
2127 | MT5004002 | MAJAX-3 500 c/w 4,00KW 2P 380V | FM - DONKIN
2128 | MT5600186 | MAJAX-3 560 c/w 0,18KW 6P 380V | FM - DONKIN
2129 | MT5600374 | MAJAX-3 560 c/w 0,37KW 4P 380V | FM - DONKIN
2130 | MT5600554 | MAJAX-3 560 c/w 0,55KW 4P 380V | FM - DONKIN
2131 | MT5600556 | MAJAX-3 560 c/w 0,55KW 6P 380V | FM - DONKIN
2132 | MT5600754 | MAJAX-3 560 c/w 0,75KW 4P 380V | FM - DONKIN
2133 | MT5601102 | MAJAX-3 560 c/w 1,10KW 2P 380V | FM - DONKIN
2134 | MT5601104 | MAJAX-3 560 c/w 1,10KW 4P 380V | FM - DONKIN
2135 | MT5601502 | MAJAX-3 560 c/w 1,50KW 2P 380V | FM - DONKIN
2136 | MT5601504 | MAJAX-3 560 c/w 1,50KW 4P 380V | FM - DONKIN
2137 | MT5602202 | MAJAX-3 560 c/w 2,20KW 2P 380V | FM - DONKIN
2138 | MT5604002 | MAJAX-3 560 c/w 4,00KW 2P 380V | FM - DONKIN
2139 | MT5607502BIF | Majax-2 535 20.D.8-BIF-T200 c/w 7.5 kW 2 Pole 380V
2140 | MT6300186 | MAJAX-3 630 c/w 0,18KW 6P 380V | FM - DONKIN
2141 | MT6300374 | MAJAX-3 630 c/w 0,37KW 4P 380V | FM - DONKIN
2142 | MT6300554 | MAJAX-3 630 c/w 0,55KW 4P 380V | FM - DONKIN
2143 | MT6300556 | MAJAX-3 630 c/w 0,55KW 6P 380V | FM - DONKIN
2144 | MT6300754 | MAJAX-3 630 c/w 0,75KW 4P 380V | FM - DONKIN
2145 | MT6300756 | MAJAX-3 630 c/w 0,75KW 6P 380V | FM - DONKIN
2146 | MT63011002 | MAJAX-3 630 c/w 11,00KW 2P 380V | FM - DONKIN
2147 | MT6301104 | MAJAX-3 630 c/w 1,10KW 4P 380V | FM - DONKIN
2148 | MT6301504 | MAJAX-3 630 c/w 1,50KW 4P 380V | FM - DONKIN
2149 | MT6302204 | MAJAX-3 630 c/w 2,20KW 4P 380V | FM - DONKIN
2150 | MT6303004 | MAJAX-3 630 c/w 3,00KW 4P 380V | FM - DONKIN
2151 | MT6305502 | MAJAX-3 630 c/w 5,50KW 2P 380V | FM - DONKIN
2152 | MT6307502 | MAJAX-3 630 c/w 7,50KW 2P 380V | FM - DONKIN
2153 | MT7100554 | MAJAX-3 710 c/w 0,55KW 4P 380V | FM - DONKIN
2154 | MT7100556 | MAJAX-3 710 c/w 0,55KW 6P 380V | FM - DONKIN
2155 | MT7100754 | MAJAX-3 710 c/w 0,75KW 4P 380V | FM - DONKIN
2156 | MT7101104 | MAJAX-3 710 c/w 1,10KW 4P 380V | FM - DONKIN
2157 | MT7101106 | MAJAX-3 710 c/w 1,10KW 6P 380V | FM - DONKIN
2158 | MT7101504 | MAJAX-3 710 c/w 1,50KW 4P 380V | FM - DONKIN
2159 | MT7101506 | MAJAX-3 710 c/w 1,50KW 6P 380V | FM - DONKIN
2160 | MT7102204 | MAJAX-3 710 c/w 2,20KW 4P 380V | FM - DONKIN
2161 | MT7102206 | MAJAX-3 710 c/w 2,20KW 6P 380V | FM - DONKIN
2162 | MT7103004 | MAJAX-3 710 c/w 3,00KW 4P 380V | FM - DONKIN
2163 | MT7103006 | MAJAX-3 710 c/w 3,00KW 6P 380V | FM - DONKIN
2164 | MT7104004 | MAJAX-3 710 c/w 4,00KW 4P 380V | FM - DONKIN
2165 | MT7104006 | MAJAX-3 710 c/w 4,00KW 6P 380V | FM - DONKIN
2166 | MT7105504 | MAJAX-3 710 c/w 5,50KW 4P 380V | FM - DONKIN
2167 | MT7105506 | MAJAX-3 710 c/w 5,50KW 6P 380V | FM - DONKIN
2168 | MT7107504 | MAJAX-3 710 c/w 7,50KW 4P 380V | FM - DONKIN
2169 | MT7603004 | Majax-2 760-32-E-8 c/w 3.0KW 4P 380V
2170 | MT8000556 | MAJAX-3 800 c/w 0,55KW 6P 380V | FM - DONKIN
2171 | MT80011004 | MAJAX-3 800 c/w 11,00KW 4P 380V | FM - DONKIN
2172 | MT8001106 | MAJAX-3 800 c/w 1,10KW 6P 380V | FM - DONKIN
2173 | MT8001504 | MAJAX-3 800 c/w 1,50KW 4P 380V | FM - DONKIN
2174 | MT8001506 | MAJAX-3 800 c/w 1,50KW 6P 380V | FM - DONKIN
2175 | MT8002204 | MAJAX-3 800 c/w 2,20KW 4P 380V | FM - DONKIN
2176 | MT8002206 | MAJAX-3 800 c/w 2,20KW 6P 380V | FM - DONKIN
2177 | MT8003004 | MAJAX-3 800 c/w 3,00KW 4P 380V | FM - DONKIN
2178 | MT8003006 | MAJAX-3 800 c/w 3,00KW 6P 380V | FM - DONKIN
2179 | MT8004004 | MAJAX-3 800 c/w 4,00KW 4P 380V | FM - DONKIN
2180 | MT8005504 | MAJAX-3 800 c/w 5,50KW 4P 380V | FM - DONKIN
2181 | MT8007504 | MAJAX-3 800 c/w 7,50KW 4P 380V | FM - DONKIN
2182 | MT90011004 | MAJAX-3 900 c/w 11,00KW 4P 380V | FM - DONKIN
2183 | MT9001104 | MAJAX-3 900 c/w 1,10KW 4P 380V | FM - DONKIN
2184 | MT9001106 | MAJAX-3 900 c/w 1,10KW 6P 380V | FM - DONKIN
2185 | MT9001504 | MAJAX-3 900 c/w 1,50KW 4P 380V | FM - DONKIN
2186 | MT9001506 | MAJAX-3 900 c/w 1,50KW 6P 380V | FM - DONKIN
2187 | MT9002204 | MAJAX-3 900 c/w 2,20KW 4P 380V | FM - DONKIN
2188 | MT9002206 | MAJAX-3 900 c/w 2,20KW 6P 380V | FM - DONKIN
2189 | MT9003004 | MAJAX-3 900 c/w 3,00KW 4P 380V | FM - DONKIN
2190 | MT9003006 | MAJAX-3 900 c/w 3,00KW 6P 380V | FM - DONKIN
2191 | MT9004004 | MAJAX-3 900 c/w 4,00KW 4P 380V | FM - DONKIN
2192 | MT9004006 | MAJAX-3 900 c/w 4,00KW 6P 380V | FM - DONKIN
2193 | MT9005504 | MAJAX-3 900 c/w 5,50KW 4P 380V | FM - DONKIN
2194 | MT9005506 | MAJAX-3 900 c/w 5,50KW 6P 380V | FM - DONKIN
2195 | MT9007504 | MAJAX-3 900 c/w 7,50KW 4P 380V | FM - DONKIN
2196 | MT9007506 | MAJAX-3 900 c/w 7,50KW 6P 380V | FM - DONKIN
2197 | MTBELT 500 20.C.8 | MAJAX-2 500 BAREFAN BELT DRIVEN
2198 | MTPL5000374 | Majax-2 Plate Mounted 500 20.C.8 c/w 0.37 kW 4 Pole 380 V
2199 | MTPL7102204 | Majax-2 Plate Mounted 710 20.D.8 c/w 2.2 kW 4 Pole 380 V
2200 | NAME PLATES | Name plates/ engraving plates
2201 | No10 ( 4 . 8mm) *19 PAN/HD POZI SELF TAPPER 10X19 7981 | No10 ( 4 . 8mm) *19 PAN/HD POZI SELF TAPPER 10X19 7981
2202 | NONE | AIRMAX-2.850 WALL MOUNT | FM - DONKIN
2203 | Non-Taxable Extra's | Non-Taxable Extra's | Accessories
2204 | NRD | Non Return Discharge Dampers
2205 | NS40/610/610/300 | HEPA FILTER 4000M3/H
2206 | OUTSTANDING BALANCE | Outstanding Balance for industrial Fans
2207 | Partial Payment | Industrial fan - Partial Payment
2208 | PHPM20B | M20 SCREW-IN BLANKING PLUGS (BLK) |  | CFW FANS | 12
2209 | PINE | CRATING 25X114X1.8M
2210 | PINE - BXXX 50X76X6.0M | PINE - BXXX 50X76X6.0M
2211 | PINE - CRATING 25X114X3 .6M | PINE - CRATING 25X114X3 .6M
2212 | Pl Blades | Plastic Blades | BLADES | CFW FANS | 129
2213 | Pl Blanks | Plastic Blanks |  | CFW FANS | 44
2214 | Plasma Cuts | Sheets cut(10), Plates cut(56) & Ends Cut(60)
2215 | PMGB20-13.5 | M20 NYLON COMPRESSION GLAND GREY
2216 | PMGB25-18 | M25 NYLON COMPRESSION GLAND GREY
2217 | PQ3070-2RH | 0.37KW 2P 400V PAD
2218 | PQ3083-4RH | 0.75KW 4P 400V PAD
2219 | PQ3090-4RH | 1.1KW 4P 400V PAD
2220 | PRA GLAND FLP Exde BRASS CPR N*1 M20 | PRA GLAND FLP Exde BRASS CPR N*1 M20
2221 | PRA LOCKNUT BRASS No 0 & 1 - M20 | PRA LOCKNUT BRASS No 0 & 1 - M20
2222 | PRA LOCKNUT BRASS No 2 - M25 | PRA LOCKNUT BRASS No 2 - M25
2223 | PRA REDUCER FLP Ex d/e 25M-20F | PRA REDUCER FLP Ex d/e 25M-20F
2224 | PROGRAM - Customized Programming Service | Development of web Based Fan Selection Program
2225 | Project Name | The Precint
2226 | PRPFAN822 | FAC30/4 Propeller Fan
2227 | PTAVAV23795 | VCD 200 S595 SW 1.00KW MLM 24V Master
2228 | PTAVAV23796 | VCD 250 S595 SW 1.25KW MLM 24V Master
2229 | PVT/20 | PVT/20 c/w 130W 2880RPM 220V
2230 | PVT/30 | PVT/30 c/w 380W 2800RPM 220V
2231 | PVT/40 | PVT/40 c/w 1.1kW 2800RPM 220V
2232 | PVT/50 | PVT /50 c/w 2.2KkW 2800RPM 220V
2233 | PWT PI150 0R7G3Z | PI150 VSD 0.75KW 380V IP20 BRK
2234 | QCP- | Data Book
2235 | QD GP 5LT | QD GREY PRIMER 5LT
2236 | RA | 1500x600x850 long Rectangular Attenuator
2237 | RAD100 | RAD 100 | FM - KAYITES | KAYITES
2238 | RAD125 | RAD 125 | FM - KAYITES | KAYITES
2239 | RAD150 | RAD 150 | FM - KAYITES | KAYITES
2240 | RAD160 | RAD 160 | FM - KAYITES | KAYITES
2241 | RAD200 | RAD 200 | FM - KAYITES | KAYITES
2242 | RAD250 | RAD 250 | FM - KAYITES | KAYITES
2243 | RAD315 | RAD 315 | FM - KAYITES | KAYITES
2244 | RAD355 | RAD 355 | FM - KAYITES | KAYITES
2245 | RB Flex | Flexible connection
2246 | RB7/0.5 | SISW c/w 0.55 kW 2P 380V
2247 | REC10050 | REC 100-50 | FM - KAYITES | KAYITES
2248 | REC3015 | REC 30-15 | FM - KAYITES | KAYITES
2249 | REC4020A | REC 40-20 A | FM - KAYITES | KAYITES
2250 | REC4020B | REC 40-20 B | FM - KAYITES | KAYITES
2251 | REC5025 | REC 50-25 | FM - KAYITES | KAYITES
2252 | REC6030 | REC 60-30 | FM - KAYITES | KAYITES
2253 | REC6035 | REC 60-35 | FM - KAYITES | KAYITES
2254 | REC7040 | REC 70-40 | FM - KAYITES | KAYITES
2255 | REC8050 | REC 80-50 | FM - KAYITES | KAYITES
2256 | RENTAL | RENTAL
2257 | RepairCMP | Repair teh casing by replacing the flange to be 3mm thick and re-paint entire casing
2258 | Repairr | Mahindra repair chip
2259 | Rewind Motors | From 400V to 525V
2260 | Rewind To | 525V
2261 | RIGM6 | RIGID POC FILTERS 600X600X600 M6 6POC
2262 | Roshcon | Ducting
2263 | RS1-400 | Controller 1.8 amp ( Excl.J.Box)
2264 | RV+02-4 Inch | Safety Valve - Press 300- 600mBar - 4Inch
2265 | RV02-4 | Safety Valve - Press 300-600mBar - 4
2266 | RW0.14220 | Rewind 0.1Kw 1430rpm 230V Motor Suitable for 60Hz Operation | FM - LUCK & KING
2267 | S/S | Pleated Panel Filter 595 x 595 x 48
2268 | S1 | Silencers
2269 | SA | Skid Assembly
2270 | SA06/GF | 900 X 600 X 1200 Rectangular Attenuator
2271 | SA07/GF | 600 X 600 X 1200 Rectangular Attenuator
2272 | SA08/GF | 1500 X 600 X 1200 Rectangular Attenuator
2273 | SA10/GF | 1800 X 350 X 1200 Rectangular Attenuator
2274 | SA11/GF | 1800 X 350 X 1200 Rectangular Attenuator
2275 | SA12/GF | 630mm Dia 1.5D Silencer
2276 | SACFW500B10P0T4DB20G2 | VSD 4KW 380V 10A
2277 | SACFW500D24P0T4DB20G2 | VSD 11KW 380V 24A
2278 | SAF-1.5 Inch | - Inlet Wire Screen Mesh - 1.5Inch
2279 | SAF4 | Inlet Wire Screen Mesh - 4 inch
2280 | SAF-4 Inch - | - Inlet Wire Screen Mesh - 4Inch
2281 | SAL280 | SAL 280 | FM - KAYITES | KAYITES
2282 | SAL315 | SAL 315 | FM - KAYITES | KAYITES
2283 | SAL355 | SAL 355 | FM - KAYITES | KAYITES
2284 | SAL400 | SAL 400 | FM - KAYITES | KAYITES
2285 | SAL450 | SAL 450 | FM - KAYITES | KAYITES
2286 | SAL500 | SAL 500 | FM - KAYITES | KAYITES
2287 | SAL560 | SAL 560 | FM - KAYITES | KAYITES
2288 | SAL630 | SAL 630 | FM - KAYITES | KAYITES
2289 | SAL710 | SAL 710 | FM - KAYITES | KAYITES
2290 | SAV STICKERS | Solvent Printed SAV Stickers - Rounded Corners - (108mm x 88mm)
2291 | SCB0820-1.3kW-M | Side Channel Blower - 1.3kW-M - 1 1/2 - 230V | FM - FPZ
2292 | SCBD2M0.7kWb | SCB D2M 0.7kW - 220V | FM - BLOWER
2293 | SCBD2T0.7kWB | SCB D2T 0.7kW - 400V | FM - BLOWER
2294 | SCBD3M1.3kWB | SCB D3M 1.3kW - 220V | FM - BLOWER
2295 | SCBD3T0.85kWB | SCB D3T 0.85kW - 400V | FM - BLOWER
2296 | SCBD3T1.3kWB | SCB D3T 1.3kW - 400V | FM - BLOWER
2297 | SCBD4M1.3kWB | SCB D4M 1.3kW - 220V | FM - BLOWER
2298 | SCBD4M1.5kWB | SCB D4M 1.5kW - 220V | FM - BLOWER
2299 | SCBD4M2.2kWB | SCB D4M 2.2kW - 220V | FM - BLOWER
2300 | SCBD4T1.6kWB | SCB D4T 1.6kW - 400V | FM - BLOWER
2301 | SCBD4T2.2kW- | Side Channel Blower D4T 2.2kW - 400V - 3Ph - 50Hz - 1.5Inch
2302 | SCBD4T2.2kWB | SCB D4T 2.2kW - 400V | FM - BLOWER
2303 | SCBD5T2.2kWB | SCB D5T 2.2kW - 400V | FM - BLOWER
2304 | SCBD5T3kWB | SCB D5T 3kW - 400V | FM - BLOWER
2305 | SCBD5T4kWB | SCB D5T 4kW - 400V | FM - BLOWER
2306 | SCBD7T3.0kWB | SCB D7T 3.0kW - 400V | FM - BLOWER
2307 | SCBD7T5.5kWB | SCB D7T 5.5kW - 400V | FM - BLOWER
2308 | SCBD8T5.5kWB | SCB D8T 5.5kW - 400V | FM - BLOWER
2309 | SCBD9T16.5kW | Side Channel Blower D5T 16.5kW - 400V - 3Ph - 50Hz - 4Inch
2310 | SCBFLT1.25B | SCB Blower Simple Intake Filter - 1 1/4 | FM - BLOWER
2311 | SCBFLT1.5B | SCB Blower Simple Intake Filter - 1 1/2 | FM - BLOWER
2312 | SCBFLT2.5B | SCB Blower Simple Intake Filter - 2 1/2 | FM - BLOWER
2313 | SCBFLT4 | SCB Blower Simple Intake Filter - 4 | FM - BLOWER
2314 | SCBPV1.25AB | SCB Pressure Relieve Valve - 1 1/4 - Aluminium | FM - BLOWER
2315 | SCBPV1.25PB | SCB Pressure Relieve Valve - 1 1/4 - Plastic | FM - BLOWER
2316 | SCBPV4AB | SCB Pressure Relieve Valve - 4 - Aluminium | FM - BLOWER
2317 | SCBS0T0.12kWB | SCB S0T 0.12kW - 400V | FM - BLOWER
2318 | SCBS1M0.2kWB | SCB S1M 0.2kW - 220V | FM - BLOWER
2319 | SCBS1T0.2kWB | SCB S1T 0.2kW - 400V | FM - BLOWER
2320 | SCBS2M0.25kWB | SCB S2M 0.25kW - 220V | FM - BLOWER
2321 | SCBS2M0.4kWB | SCB S2M 0.4kW - 220V | FM - BLOWER
2322 | SCBS2T0.25kWB | SCB S2T 0.25kW - 400V | FM - BLOWER
2323 | SCBS2T0.4kWB | SCB S2T 0.4kW - 400V | FM - BLOWER
2324 | SCBS3M0.55kWB | SCB S3M 0.55kW - 220V | FM - BLOWER
2325 | SCBS3M0.7kWB | SCB S3M 0.7kW - 220V | FM - BLOWER
2326 | SCBS3T0.55kWB | SCB S3T 0.55kW - 400V | FM - BLOWER
2327 | SCBS3T0.7kWB | SCB S3T 0.7kW - 400V | FM - BLOWER
2328 | SCBS4M0.7kWB | SCB S4M 0.7kW - 220V | FM - BLOWER
2329 | SCBS4M0.85kWB | SCB S4M 0.85kW - 220V | FM - BLOWER
2330 | SCBS4M1.3kWB | SCB S4M 1.3kW - 220V | FM - BLOWER
2331 | SCBS4T0.7kWB | SCB S4T 0.7kW - 400V | FM - BLOWER
2332 | SCBS4T0.85kWB | SCB S4T 0.85kW - 400V | FM - BLOWER
2333 | SCBS4T1.3kWB | SCB S4T 1.3kW - 400V | FM - BLOWER
2334 | SCBS5M1.3kWB | SCB S5M 1.3kW - 220V | FM - BLOWER
2335 | SCBS5M1.5kWB | SCB S5M 1.5kW - 220V | FM - BLOWER
2336 | SCBS5M2.2kWB | SCB S5M 2.2kW - 220V | FM - BLOWER
2337 | SCBS5T1.3kWB | SCB S5T 1.3kW - 400V | FM - BLOWER
2338 | SCBS5T1.6kWB | SCB S5T 1.6kW - 400V | FM - BLOWER
2339 | SCBS5T2.2kWB | SCB S5T 2.2kW - 400V | FM - BLOWER
2340 | SCBS6M2.2kWB | SCB S6M 2.2kW - 220V | FM - BLOWER
2341 | SCBS6T2.2kWB | SCB S6T 2.2kW - 400V | FM - BLOWER
2342 | SCBS6T3kWB | SCB S6T 3kW - 400V | FM - BLOWER
2343 | SCBS7T3kWB | SCB S7T 3kW - 400V | FM - BLOWER
2344 | SCBS7T4.3kWB | SCB S7T 4.3kW - 400V | FM - BLOWER
2345 | SCBS8T4.3kWB | SCB S8T 4.3kW - 400V | FM - BLOWER
2346 | SCBS8T5.5kWB | SCB S8T 5.5kW - 400V | FM - BLOWER
2347 | SCBS8T7.5kWB | SCB S8T 7.5kW - 400V | FM - BLOWER
2348 | SCBS9T12.5kW | Side Channel Blower S9T 12.5Kw - 525V - 4
2349 | SCL-R20MD-0.75kW-400V | SCL R20MD 0.75kW 400V BLOWER | FM - FPZ
2350 | SE07MD50+0004 | e7 MD 4.0Kw 3Ph
2351 | SE07MS50+0005 | SCL e07-MS MOR IE3 M.E. 4.0-4.8KW - 2 POLI 345-415/200-240V 50Hz - 380-480/220-280V 60Hz. IP55
2352 | SE07MS50+0012 | SCL e07-MS MOR IE3 M.E. 5.5 - 6.5 kW - 2 POLI -600-720/345-415V 50Hz - 660-830/380-480V 60Hz WR
2353 | SE08MS50+0014 | SCL e08-MS MOR - IE3 M.E 7.5KW - 9.0KW - 2 POLI
2354 | SE08MS55 | SCL e08-MS MOR IE3 - M.E. 5.5 kW- 525V -IE3 -IP55 NATURAL FINISH
2355 | SE10MS50+0005 | SCL e10-MS MOR IE3 M.E. 11 - 13 kW - 2 POLI - 380V - IP55 Natural Finish
2356 | SE11MS00+0048 | SCL e11-MS MOR IE2 M.E. 11 - 13 kW - 2 POLI - 300/525V 50HZ 360/630V 60HZ IE2 - CL. F TROP.
2357 | SE11TS50+0002 | SCL e11-TS MOR IER - M.E 22 - 25.5 kW - 2 POLI - IE3 CL. F TROP. PTO IP55 - NATURAL FINISH
2358 | Sea Freight | Sea Freight 2-off Blower
2359 | Search Engine | Search Engine Optimisation - Pro Package
2360 | SEF100 | SEF 100 | FM - KAYITES | KAYITES
2361 | SEF125 | SEF125 | FM - KAYITES | KAYITES
2362 | Service Provider | Service
2363 | SH01 | HAND STRAPPING 12X 1500M - BLACK
2364 | SITEW | Site Work - 8 hours
2365 | SK03MS50+0121 | SCL K03-MS MOR IE3 M.E. 0.55 - 0.65 kW 2 POLI345-415/200-240V 50Hz - 380-480/220-280V 60Hz WR
2366 | SLA2025 | Support SLA Mar
2367 | SMOKE EXTRACTION FS 160/180 | TERMINAL BLOCK 300c
2368 | SMR2005 | Spring Mount 2 - 750 - White
2369 | SMR3002 | Spring Mount 3 - 1350 - Yellow
2370 | SMR3005 | Spring Mount 3 - 1000 - Black
2371 | SMR3005. | Spring Mount 3 - 1000 - Black
2372 | SMR3006 | Spring Mount 3 - 1350 - Yellow
2373 | SMR3007 | Spring Mount 3 - 1675 - Yellow
2374 | SMW23030 | 5.5KW 4P 380V IP55 300 C/2HR WEG SMOKEX PAD W22 MOTOR
2375 | SOF250 | SOF 250 | FM - KAYITES | KAYITES
2376 | SOF300 | SOF 300 | FM - KAYITES | KAYITES
2377 | SOF350 | SOF 350 | FM - KAYITES | KAYITES
2378 | SOF400 | SOF 400 | FM - KAYITES | KAYITES
2379 | SOF450 | SOF 450 | FM - KAYITES | KAYITES
2380 | SOF500 | SOF 500 | FM - KAYITES | KAYITES
2381 | SOF630 | SOF 630 | FM - KAYITES | KAYITES
2382 | SP | Spark Proofing - SP
2383 | Spare Motor | Tiracamino
2384 | SQL-GLF12.5-D | Galvanised Industrial Extractor Fan + Grill & Louvers: 1380sq, 220V, 1.1kw, 440rpm, 44000m3/hr
2385 | SQL-GLF12.5-GR | GLF Grill: 1380sq.
2386 | SQL-GR75F | GLF Fan Wheel - Fixed 70mm
2387 | SQL-GR75PBR | GLF Fan Wheel - PBK 70mm
2388 | SR20MD00+0095 | SCL R20-MD GOR ATEX 2G ANOD. +V.INOX + IMPR. EU M.E.0.75-0.9KW - 2 POLI 230/400-50
2389 | SR30MD000024 | SCL R30-MD MOR M.E 1.5KW 1Ph 220V | FM - FPZ
2390 | SR30MD000069 | SCL R30-MD MOR EU M.E 1.5KW 3Ph 380V | FM - FPZ
2391 | SR30MD50 | R30 MD 1.5Kw 380V 3-ph
2392 | SR30MD50+0010 | R30 MD 1.5K 380V 3Ph
2393 | SR30MD50+0020 | R30 MD 1.5Kw 220V 1-ph
2394 | SR40MD00 + 0006 | SCL R40-MD MOR EU M.E 2.2kW - 2 POLI 230-50 V-HZ - MF - CL.F TROP. + PTO - IP55 - PAINTED
2395 | SR40MD00+0006 | SCL R40MD | FM - FPZ
2396 | SSD | New Disk replacement SSD 512gb from invoice AXG0205
2397 | ST0.14220 | Satmos Treatment 0.1Kw 1430rpm 230V
2398 | ST0001 | 760diam/9bladed/28mmbore/30deg/Impeller/FB
2399 | Stantionary | Stationary
2400 | STOCK GALVANIZING-12 JULY 2024 | STOCK GALVANIZING-12 JULY 2024
2401 | TAB10130 | 1.1kw 6P 400V B30 90L IE1 MOTOR WEG W21 IP55 AL BOX
2402 | TAB15030 | 2.2kW 2P 400V B30 90L IE1 MOTOR WEG W11 IP55 AL BOX
2403 | TAB15030- | 2.2kW 2P 400V B30 90L IE1 MOTOR WEG W11 IP55 AL BOX
2404 | TAP08130 | 0.75kw 6P 400V B30 90S IE1 MOTOR WEG W21 IP55 AL LEAD
2405 | TAXIP F300 450-5-25 | c/w 0.55 kW 4 Pole 380V Motor
2406 | TC10.0X4BKHO7 | Trailing Cable 10mm2 4 Core
2407 | Terminal-B56.36 | Terminal Blocik 56.36 - 6TN 56.36 M5 Complete
2408 | Terminal-B70.45 | Terminal Blocks 70.45 - 6TN10, M6
2409 | TEX1943033 | 3kW 4P 220/380-415V B3T 100L IE1 Motor WEG W21 IP55 FLP
2410 | TEX2313030 | 5.5kW 6P 380-415/660V B3 132M IE1 MOTOR WEG W21 IP55 FLP
2411 | TR355T4 | Torrette TR 355 T4 0.55KW ATEX ZONE1 (1084 CFM) | FM - VORTICE | VORTICE
2412 | TR400T4 | Torrette TR 400 T4 1.1KW ATEX ZONE1 (2700 CFM) | FM - VORTICE | VORTICE
2413 | TR450T4 | Torrette TR 450 T4 2.2KW ATEX ZONE 1 (4500 CFM) | FM - VORTICE | VORTICE
2414 | TR500T4 | Torrette TR 500 T4 3KW ATEX ZONE1 (6500 CFM) | FM - VORTICE | VORTICE
2415 | TR500T6 | Torrette TR 500 T6 0.75KW ATEX ZONE1 (3600 CFM) | FM - VORTICE | VORTICE
2416 | TR710T6 | Torrette TR 710 T6 4KW ATEX ZONE1 (9500 CFM) | FM - VORTICE | VORTICE
2417 | Transport | Delivery
2418 | Travel | Call Out
2419 | TRK-AR-500T4 | Torrette TRK-AR 500 T4 3KW (6200CFM) | FM - VORTICE | VORTICE
2420 | TRL | Traveling from Office to Airport
2421 | TRS250EC | Torrette TRS 250 EC (850 CFM) | FM - VORTICE | VORTICE
2422 | TRS310EC | Torrette TRS 310 EC (1050 CFM) | FM - VORTICE | VORTICE
2423 | TTS 55 Pro | TTS 55 Pro Laser Engraving Machine
2424 | TTSILENTM100 | TTSILENTM100 | Vents
2425 | TTSILENTM125 Fan | TTSILENTM125
2426 | TTSILENTM250 | TTSILENTM250 | Vents
2427 | UV 250/1/4 | 220 / 1 / 50
2428 | UV 250/1/4 c/w | 0. 18 kW 220 / 1 / 50
2429 | UV 400- | Impeller
2430 | UV 400 SCREEN | 400 SCREENS
2431 | UV 400-3-4 | c/w 0.55 kW 4 Pole 380
2432 | UV 400-3-6 | c/w 0.55 kW 6 Pole 380
2433 | UV 500 | Dome Only
2434 | UV 500-3-4 | c/w 1.5 kW 4 Pole 380V
2435 | UV 630/3/6/W | c/w 1.5 kW 6 Pole 380 V Motor
2436 | UV 630/3/8/W | c/w 0.75 kW 8 Pole 380 V | Fan
2437 | UV 710/3/6 | UV710/3/6 | Roof Fans
2438 | UV250/1/6 | c/w 0.18kW 220v Motor
2439 | UV400/1/4 | UV 400/1/4 c/w 0.55kW 4Pole 220v Motor
2440 | VB10NX1320 F | Friction Belt wedge Envelope SPZ SE
2441 | VB13NX1400 F | FRICTION BELT WEDGE ENVELOPE SPA SECTION 13 X 10 X 1400MM FENNER
2442 | VB13NX1600 F | FRICTION BELT WEDGE ENVELOPE SPA -SECTION 13 X 10 X 1600MM FENNER
2443 | VB13NX1682 F | FRICTION BELT WEDGE ENVELOPE SPA SECTION 13 X 10 X 1682MM FENNER
2444 | VB13NX1700 FF | FRICTION BELT WEDGE ENVELOPE SPA SE
2445 | VB13NX1800 F | FRICTION BELT WEDGE ENVELOPE SPA SECTION 13 X 10 X 1800MM FENNER
2446 | VB13NX1900 F | FRICTION BELT WEDGE ENVELOPE SPA SECTION 13 X 10 X 1900MM FENNER
2447 | VCN100 | VCN100 - External Exhaust Fan - 100mm | Vents
2448 | VCN125 | VCN125 - External Exhaust Fan - 125mm | Vents
2449 | VCN150 | VCN150 - External Exhaust Fan - 150mm | Vents
2450 | VFC 310/300 | VFC 310/300 c/w 300W 230V MOTOR
2451 | VFC 355/550 | VFC 355/550 c/w 550Watts 230V Motor
2452 | VFC 450 S | VFC SILENCER
2453 | VFC 450/1100.12 | c/w 1.1KW
2454 | VFC SILENCER | VFC 355/3 850Lx520Wx410H
2455 | VFC SILENCER. | VFC 355/5 1450Lx520Wx410H
2456 | VFC SILENCER.. | VFC 310/3 850Lx450Wx360H
2457 | VFC VS 400 / 550 | c/w 0.55 kW 4 Pole 230 V Motor
2458 | VFC310.147 | 147WATTS
2459 | VFC355-300 | VFC 355/300 c/w 300Watts 230V Motor | FM - DONKIN
2460 | VFC355-420 | VFC355/420 c/w 420watts 4P 230v
2461 | VLA3 & RV3 | VLA3 or RV3 - 1' | FM - FPZ
2462 | VOC | Creation, Conformity Review, Inspection & Issuance
2463 | VP 15 | VP 150K
2464 | VP10 | 100 K
2465 | VP12 | 125 K
2466 | VRL6 | VRL6 - 2' | FM - FPZ
2467 | VRL8 | VRL8 - 3' | FM - FPZ
2468 | VRL9 | VRL9 - 4' | FM - FPZ
2469 | VSD - | 37 kW 380V variable speed drive
2470 | W1G250 - HH67 - 52 | 48 V (36-57V-) DC. 105 W 2750 min 1
2471 | WAREHOUSE-FAN1 | HTMH-71-4T-4 IE3 380V 60Hz IE3 - Roof Top Exhaust Fan
2472 | WD002 | FMD 600 x 600 x 50 W/D
2473 | WGP3603033 | 22kW 4P 380-400-415/660-690//460V B3T 180L IE1
2474 | WL 400 | Wall Mount
2475 | WL2525 | WEATHER LOUVRE 250*250 NS NA
2476 | WL350 | 350x350mm Weather Louvres
2477 | WL6060 | WEATHER LOUVRE 600*600 NS NA
2478 | Wooden crate charges | Wooden crate charges
2479 | WP P800 | WATERPAPER P800
2480 | WPF50/600/600/50 | Filter
2481 | WPF50/600/600/50. | WPF50/600/600/50
2482 | WS | Wall sleeve, plate and flashing
2483 | WSAWBS014 | [D]HBS350N[1] 14inch WOODWORKING
2484 | YUF150 | YUF150 | FM - KAYITES | KAYITES
2485 | Z4540002 | Commission for HFEAVAO.AFM.000298-AECI CHEMICALS
2486 | ZZZ-SP 2200 | 0.37KW 4P 400 V B3 - IE2-OH71 M ORANGE1
2487 | 315UG-CF | 315 Diam Ungalvanized Counter Flange | COUNTER FLANGE | THE LAZER GUY | 90
2488 | 400UG-CF | 400 Diam Ungalvanized Counter Flange | COUNTER FLANGE | THE LAZER GUY | 102
2489 | 500UG-CF | 500 Diam Ungalvanized Counter Flange | COUNTER FLANGE | THE LAZER GUY | 11
2490 | 535UG-CF | 535 Diam Ungalvanized Counter Flange | COUNTER FLANGE | THE LAZER GUY | 4
2491 | 560UG-CF | 560 Diam Ungalvanized Counter Flange | COUNTER FLANGE | THE LAZER GUY | 0
2492 | 630UG-CF | 630 Diam Ungalvanized Counter Flange | COUNTER FLANGE | THE LAZER GUY | 1
2493 | 710UG-CF | 710 Diam Ungalvanized Counter Flange | COUNTER FLANGE | THE LAZER GUY | 1
2494 | 800UG-CF | 800 Diam Ungalvanized Counter Flange | COUNTER FLANGE | THE LAZER GUY | 0
2495 | 1034784 | NEOLINEO-150/V | FM - SODECA |  | 0 |  |  |  | 11
2496 | 1034786 | NEOLINEO-200/V | FM - SODECA |  | 0 |  |  |  | 11
2497 | 1034787 | NEOLINEO-250/V | FM - SODECA |  | 0 |  |  |  | 11
2498 | 1034783 | NEOLINEO-125/V | FM - SODECA |  | 0 |  |  |  | 26
2499 | C710x400 | Casing Size 710diamx400 | NOT ON SAGE
2500 | C710x500 | Casing Size 710diamx500 | NOT ON SAGE
2501 | C900x400 | Casing Size 900diamx400 | NOT ON SAGE
2502 | C900x500 | Casing Size 900diamx500 | NOT ON SAGE
2503 | C1000x400 | Casing Size 1000diamx400 | NOT ON SAGE
2504 | C1000x500 | Casing Size 1000diamx500 | NOT ON SAGE
2505 | C560x400 | Casing Size 560diamx400 | NOT ON SAGE
2506 | C800x400 | Casing Size 800diamx400 | NOT ON SAGE
2507 | C630x400 | Casing Size 630diamx400 | NOT ON SAGE
2508 | C630x500 | Casing Size 630diamx500 | NOT ON SAGE

## Silencers
COUNT NO. | Code | Description | Category | Supplier | QTY | Min QTY Req | QTY On Order | QTY Res/Sold | Stock To Order | Comments | Expected Del. Date
1 | 100T600 | 100 Diam Tube Silencer 600L | FM - DONKIN | ATTENU-TEC | 9 | 8 |  |  | 0
2 | 125T600 | 125 Diam Tube Silencer 600L | FM - DONKIN | ATTENU-TEC | 4 | 4 |  |  | 0
3 | 150T600 | 150 Diam Tube Silencer 600L | FM - DONKIN | ATTENU-TEC | 11 | 10 |  |  | 0
4 | 200T600 | 200 Diam Tube Silencer 600L | FM - DONKIN | ATTENU-TEC | 16 | 12 |  |  | 0
5 | 250T600 | 250 Diam Tube Silencer 600L | FM - DONKIN | ATTENU-TEC | 10 | 10 |  |  | 0
6 | 315T600 | 315 Diam Tube Silencer 600L | FM - DONKIN | ATTENU-TEC | 29 | 24 |  |  | 0
7 | 355T600 | 355 Diam Tube Silencer 600L | FM - DONKIN | ATTENU-TEC | 10 | 6 |  |  | 0
8 | 315S1.5DP | 315 Diam Silencer 1.5D Podded | FM - DONKIN | ATTENU-TEC | 6 | 8 |  |  | 2
9 | 400S1.5DP | 400 Diam Silencer 1.5D Podded | FM - DONKIN | ATTENU-TEC | 0 | 8 |  |  | 8
10 | 500S1.5DP | 500 Diam Silencer 1.5D Podded | FM - DONKIN | ATTENU-TEC | 4 | 8 |  |  | 4
11 | 560S1.5DP | 560 Diam Silencer 1.5D Podded | FM - DONKIN | ATTENU-TEC | 8 | 8 |  |  | 0
12 | 630S1.5DP | 630 Diam Silencer 1.5D Podded | FM - DONKIN | ATTENU-TEC | 8 | 8 |  |  | 0
13 | 315S2.0D | 315 Diam Silencer 2.0D | FM - DONKIN | ATTENU-TEC | 1 | 0 |  |  | 0
14 | 450S2.0DP | 450 Diam Silencer 2.0D Podded | FM - DONKIN | ATTENU-TEC |  | 0 |  |  | 0
15 | 500S2.0D | 500 Diam Silencer 2.0D | FM - DONKIN | ATTENU-TEC | 7 | 0 |  |  | 0
16 | 560SM2.0DP | 560 Diam Melinex Silencer 2.0D Podded | FM - DONKIN | ATTENU-TEC | 4 | 0 |  |  | 0
17 | 630SM1.5D | 630 Diam Melinex Silencer 1.5D | FM - DONKIN | ATTENU-TEC | 2 | 0 |  |  | 0
18 | 710S1.5DP | 710 Diam Silencer 1.5D Podded | FM - DONKIN | ATTENU-TEC | 0 | 0 |  |  | 0
19 | 900S1.5DP | 900 Diam Silencer 1.5D Podded | FM - DONKIN | ATTENU-TEC | 2 | 0 |  |  | 0
20 | 900SM1.5DP | 900 Diam Melinex Silencer 1.5D Podded | FM - DONKIN | ATTENU-TEC | 1 | 0 |  |  | 0

## CASINGS
master_inventory_list
Code | Description | QTY | Min QTY Req | QTY On Order | QTY Res/Sold | Stock To Order | Comments
C315x300 | Casing size 315diamx300 | 7 | [5 empty] | C315x300 - Casing size 315diamx300
C400x400 | Casing Size 400diamx400 | 5 | [5 empty] | C400x400 - Casing Size 400diamx400
C500x400 | Casing Size 500diamx400 | 2 | [5 empty] | C500x400 - Casing Size 500diamx400
C500x500 | Casing Size 500diamx500 | 0 |  | 2 |  |  |  | C500x500 - Casing Size 500diamx500
C560x400 | Casing Size 560diamx400 | 1 |  | 5 |  |  |  | C560x400 - Casing Size 560diamx400
C560x500 | Casing size 560diamx500 | 0 |  | 2 |  |  |  | C560x500 - Casing size 560diamx500
C630x400 | Casing Size 630diamx400 | 1 |  | 5 |  |  |  | C630x400 - Casing Size 630diamx400
C630x500 | Casing Size 630diamx500 | 0 |  | 3 |  |  |  | C630x500 - Casing Size 630diamx500
C710x400 | Casing Size 710diamx400 | 2 |  | 2 + 2 |  |  |  | C710x400 - Casing Size 710diamx400
C710x500 | Casing Size 710diamx500 | 1 |  | 2 |  |  |  | C710x500 - Casing Size 710diamx500
C800x400 | Casing Size 800diamx400 | 0 |  | 4 |  |  |  | C800x400 - Casing Size 800diamx400
C800x500 | Casing Size 800diamx500 | 0 |  | 2 + 2 |  |  |  | C800x500 - Casing Size 800diamx500
C900x400 | Casing Size 900diamx400 | 1 | [5 empty] | C900x400 - Casing Size 900diamx400
C900x500 | Casing Size 900diamx500 | [6 empty] | C900x500 - Casing Size 900diamx500
C1000x400 | Casing Size 1000diamx400 | [6 empty] | C1000x400 - Casing Size 1000diamx400
C1000x500 | Casing Size 1000diamx500 | [6 empty] | C1000x500 - Casing Size 1000diamx500

## vortice
COUNT NO. | Code | Description | Category | Supplier | QTY_ 06/11/2025 | Qty on Hand | Min Req | On order | Stock To Order | Comments
242 | 11100 | MG 100/4 LL | FM - VORTICE | VORTICE |  | 0
243 | 11101 | MG 100/4 LL T | FM - VORTICE | VORTICE |  | 0
244 | 11102 | MG 120/5 LL | FM - VORTICE | VORTICE | 1 | -2
245 | 11103 | MG 120/5 LL T | FM - VORTICE | VORTICE | 12 | 12
246 | 11104 | MG 150/6 LL | FM - VORTICE | VORTICE | 5 | 5
247 | 11105 | MG 150/6 LL T | FM - VORTICE | VORTICE |  | 0
248 | 11106 | MGK 100/4 LL | FM - VORTICE | VORTICE |  | 0
249 | 11110 | MG 90/3,5 | FM - VORTICE | VORTICE |  | 0
250 | 11116 | MG 120/5 | FM - VORTICE | VORTICE | 3 | 0
251 | 11117 | MG 150/6 | FM - VORTICE | VORTICE | 1 | 1
252 | 11123 | MF 100 | FM - VORTICE | VORTICE | 89 | 89
253 | 11124 | MF 120 | FM - VORTICE | VORTICE | 92 | 92
254 | 11125 | MF 150 | FM - VORTICE | VORTICE | 56 | 73
255 | 11127 | MF 100T | FM - VORTICE | VORTICE | 5 | 1
256 | 11128 | MF 120 T | FM - VORTICE | VORTICE | 29 | 23
257 | 11129 | MF 150T | FM - VORTICE | VORTICE |  | 0
258 | 11131 | MF 100 LL | FM - VORTICE | VORTICE | 48 | 46
259 | 11132 | MF 120 LL | FM - VORTICE | VORTICE | 57 | 57
260 | 11133 | MF 150 LL | FM - VORTICE | VORTICE | 6 | 3
261 | 11135 | MF 100 T LL | FM - VORTICE | VORTICE | 8 | 10
262 | 11136 | MF 120 T LL | FM - VORTICE | VORTICE | 27 | 24
263 | 11137 | MF 150 T LL | FM - VORTICE | VORTICE | 7 | 8
264 | 11145 | MFO 100/4 | FM - VORTICE | VORTICE |  | 29
265 | 11146 | MFO 120/5 | FM - VORTICE | VORTICE |  | 0
266 | 11147 | MFO 120/5 | FM - VORTICE | VORTICE |  | 28
268 | 11187 | MF 150/6 PIRLL | FM - VORTICE | VORTICE |  | 6
270 | 11201 | M 100 / 4 | FM - VORTICE | VORTICE | 22 | 40
271 | 11202 | M100/4 | FM - VORTICE | VORTICE | 42 | 56
272 | 11211 | M 100 / 4 T | FM - VORTICE | VORTICE |  | 1
273 | 11212 | M 100 / 4 T LL | FM - VORTICE | VORTICE | 36 | 38
274 | 11221 | M 100 / 4 A | FM - VORTICE | VORTICE |  | 0
275 | 11222 | M 100 / 4 A LL | FM - VORTICE | VORTICE |  | 0
277 | 11260 | ME 100 / 4 LL | FM - VORTICE | VORTICE | 22 | 22
281 | 11270 | ME 120/5 LL | FM - VORTICE | VORTICE | 17 | 16
282 | 11274 | M 120 / 5 T LL | FM - VORTICE | VORTICE |  | 0
284 | 11301 | M 120 / 5 | FM - VORTICE | VORTICE |  | -1
285 | 11302 | M 120 / 5 LL | FM - VORTICE | VORTICE |  | 24
286 | 11311 | M 120 / 5 T | FM - VORTICE | VORTICE |  | 20
287 | 11313 | MEX 100/4 LL 1S | FM - VORTICE | VORTICE | 16 | 10
288 | 11314 | MEX 100/4 1S LLT | FM - VORTICE | VORTICE |  | 17
289 | 11321 | M 120 / 5 A | FM - VORTICE | VORTICE |  | 0
290 | 11322 | M 120 / 5 A LL | FM - VORTICE | VORTICE |  | 22
291 | 11333 | MEX 120/5 LL IS | FM - VORTICE | VORTICE | 1 | -3
292 | 11334 | MEX 120/5 1S LLT | FM - VORTICE | VORTICE | 2 | 1
296 | 11401 | M 150 / 6 | FM - VORTICE | VORTICE |  | 30
298 | 11402 | M 150 / 6 LL | FM - VORTICE | VORTICE |  | 19
299 | 11411 | M 150 / 6 T | FM - VORTICE | VORTICE |  | 6
300 | 11412 | M 150 / 6 T LL | FM - VORTICE | VORTICE |  | 0
301 | 11421 | M 150 / 6 A | FM - VORTICE | VORTICE |  | -2
302 | 11422 | M 150 / 6 A LL | FM - VORTICE | VORTICE |  | 0
304 | 11741 | M120/5 P | FM - VORTICE | VORTICE |  | 13
307 | 11944 | VORT QUADRO MEDIO | FM - VORTICE | VORTICE |  | 1
308 | 11952 | VORT QUADRO SUPER | FM - VORTICE | VORTICE |  | 2
309 | 11967 | VORT PRESS 110 LL | FM - VORTICE | VORTICE |  | 3
310 | 11968 | Vort Press 110 ( surface mount ) | FM - VORTICE | VORTICE |  | 0
311 | 11971 | Vort Press 140 ( built-in ) | FM - VORTICE | VORTICE |  | 0
314 | 12017 | MICRO 100 I | FM - VORTICE | VORTICE |  | 4
315 | 12018 | MICRO 100 I T | FM - VORTICE | VORTICE |  | 0
316 | 12020 | MEDIO I | FM - VORTICE | VORTICE |  | -1
317 | 12021 | MEDIO I T | FM - VORTICE | VORTICE |  | 0
318 | 12023 | SUPER I | FM - VORTICE | VORTICE |  | 0
319 | 12024 | SUPER I T | FM - VORTICE | VORTICE |  | 0
320 | 12045 | MICRO 100 I ES (Energy Saving) | FM - VORTICE | VORTICE |  | 0
321 | 12046 | MICRO 100 I T ES (Energy Saving) | FM - VORTICE | VORTICE |  | 0
322 | 12065 | MICRO 100 I T HCS (Humidity ctrl. System) | FM - VORTICE | VORTICE |  | 0
323 | 12066 | MEDIO I T HCS ( Humidity ctrl. system) | FM - VORTICE | VORTICE |  | 0
324 | 12067 | SUPER I T HCS (Humidity ctrl. system) | FM - VORTICE | VORTICE |  | 0
327 | 12412 | V 300/12 AR | FM - VORTICE | VORTICE | 15 | 16 |  | 7
328 | 12413 | V 300/12 ARI | FM - VORTICE | VORTICE | 17 | 25
329 | 12415 | V 300/12 AR LL S | FM - VORTICE | VORTICE | 20 | 20
330 | 12416 | V 300/12 ARI LL S | FM - VORTICE | VORTICE | 19 | 11
331 | 12451 | V 230/9 P | FM - VORTICE | VORTICE |  | 0
332 | 12452 | V 230/9 AR | FM - VORTICE | VORTICE | 9 | 22 |  | 10
333 | 12453 | V 230/9 ARI | FM - VORTICE | VORTICE | 28 | 28
334 | 12454 | V 230/9 P LL S | FM - VORTICE | VORTICE | 7 | 3
335 | 12455 | V 230/9 AR LL S | FM - VORTICE | VORTICE | 20 | 21
336 | 12456 | V 230/9 ARI LL S | FM - VORTICE | VORTICE | 12 | 8
357 | 12611 | V 150/6 P | FM - VORTICE | VORTICE |  | 0
358 | 12612 | V 150/6 AR | FM - VORTICE | VORTICE | 44 | 44
359 | 12613 | V 150/6 ARI | FM - VORTICE | VORTICE | 19 | 42
360 | 12614 | V 150/6 P LL S | FM - VORTICE | VORTICE |  | 0
361 | 12615 | V 150/6 AR LL S | FM - VORTICE | VORTICE | 26 | 34 |  | 10
362 | 12616 | V 150/6 ARI LL S | FM - VORTICE | VORTICE | 9 | 6
366 | 12740 | 30/12 ARI | FM - VORTICE | VORTICE |  | 1
370 | 12877 | IRET INVERTER 400 2.2A | FM - VORTICE | VORTICE |  | 0
371 | 12878 | IRET INVERTER 400 3.6A | FM - VORTICE | VORTICE |  | 0
372 | 12879 | IRET INVERTER 400 5A | FM - VORTICE | VORTICE |  | 0
373 | 12880 | IRET INVERTER 400 8A | FM - VORTICE | VORTICE |  | 0
375 | 12941 | CR5N Speed Controller | FM - VORTICE | VORTICE |  | 0
376 | 12943 | CR5 Speed Controller | FM - VORTICE | VORTICE | 11 | 11
379 | 12966 | C1.5 Speed Controller (to suit Lineo 100 to 200) | FM - VORTICE | VORTICE | 20 | 23
380 | 12967 | C2.5 Speed Controller (to suit Lineo 250 to 315) | FM - VORTICE | VORTICE | 26 | 22
381 | 12994 | PIR | FM - VORTICE | VORTICE | 8 | 8
382 | 12998 | PIR Sensor | FM - VORTICE | VORTICE | 26 | 26
384 | 13001 | KIT TE 150/6 Roof Mounting | FM - VORTICE | VORTICE | 4 | 4
385 | 13002 | KIT TE 230/9 Roof Mounting | FM - VORTICE | VORTICE | 20 | 20
386 | 13003 | KIT TE 300/12 Roof Mounting | FM - VORTICE | VORTICE |  | 0
387 | 13028 | KIT TC 230/9 | FM - VORTICE | VORTICE | 14 | 14
395 | 1373000218 | MOTORE GM-63A4 B143F TC10 - TIRACAMINO MOTOR | FM - VORTICE | VORTICE |  | 21 |  | 3
400 | 15000 | Tiracamino Chimney Fan for Chimney Tops | FM - VORTICE | VORTICE | 0 | 4 | 8 | 53 |  | 8 off reserved for open sales orders
446 | 16185 | CA 200 MD E RF | FM - VORTICE | VORTICE |  | 0
450 | 17001 | LINEO 100 VO | FM - VORTICE | VORTICE | 6 | 4
451 | 17004 | LINEO 160 VO | FM - VORTICE | VORTICE |  | 11
452 | 17005 | LINEO 1000 VO | FM - VORTICE | VORTICE | 16 | 18
453 | 17009 | LINEO 250 VO | FM - VORTICE | VORTICE |  | 5
454 | 17013 | LINEO 125 VO KIT | FM - VORTICE | VORTICE |  | 11
455 | 17021 | LINEO 100 TVO | FM - VORTICE | VORTICE | 28 | 40
456 | 17022 | LINEO 125 TVO | FM - VORTICE | VORTICE |  | 1
457 | 17023 | LINEO 150 TVO | FM - VORTICE | VORTICE |  | 1
458 | 17143 | LINEO 100 Q | FM - VORTICE | VORTICE |  | -4
459 | 17144 | LINEO 100 | FM - VORTICE | VORTICE |  | -2
460 | 17145 | LINEO 125 | FM - VORTICE | VORTICE | 15 | 7
461 | 17146 | LINEO 150 | FM - VORTICE | VORTICE | 11 | -33 |  | 7
462 | 17147 | LINEO 160 | FM - VORTICE | VORTICE | 11 | 0
463 | 17148 | LINEO 200 Q | FM - VORTICE | VORTICE | 4 | 4
464 | 17149 | LINEO 250 Q | FM - VORTICE | VORTICE |  | 0
465 | 17160 | LINEO 100 QUIET | FM - VORTICE | VORTICE | 20 | 20
466 | 17161 | LINEO 125 QUIET | FM - VORTICE | VORTICE | 16 | 16
467 | 17162 | LINEO 150 QUIET | FM - VORTICE | VORTICE | 21 | 23
468 | 17163 | LINEO 160 QUIET | FM - VORTICE | VORTICE | 0 | 0
469 | 17164 | LINEO 200 QUIET | FM - VORTICE | VORTICE | 12 | 17 |  | 8
470 | 17165 | LINEO 250 QUIET | FM - VORTICE | VORTICE | 0 | 1 |  | 20
471 | 17166 | LINEO 315 QUIET | FM - VORTICE | VORTICE | 13 | 19
472 | 17177 | LINEO 200 T | FM - VORTICE | VORTICE | 3 | 3
473 | 17180 | LINEO 200 | FM - VORTICE | VORTICE | 20 | 28
474 | 17181 | LINEO 250 | FM - VORTICE | VORTICE | 18 | 13
475 | 17182 | LINEO 315 | FM - VORTICE | VORTICE | 8 | 18 |  | 10
476 | 17184 | LINEO 100 Q T | FM - VORTICE | VORTICE |  | 0
477 | 17185 | LINEO 100 T | FM - VORTICE | VORTICE |  | -4
478 | 17186 | LINEO 125 T | FM - VORTICE | VORTICE |  | 0
479 | 17187 | LINEO 150 T | FM - VORTICE | VORTICE |  | 0
480 | 17188 | LINEO 160 T | FM - VORTICE | VORTICE |  | 0
509 | 22010 | 100 Wall Fans | FM - VORTICE | VORTICE | 39 | 37
510 | 22020 | 120/150 Wall Fixed Grills | FM - VORTICE | VORTICE | 42 | 44
511 | 22131 | F 100 / 4 WINDOW KIT | FM - VORTICE | VORTICE | 12 | 12
512 | 22132 | F 120 / 5 WINDOW KIT | FM - VORTICE | VORTICE | 27 | 27
513 | 22133 | F 150 / 6 WINDOW KIT | FM - VORTICE | VORTICE | 17 | 17
515 | 22154 | S 100 / 4 CEILING KIT | FM - VORTICE | VORTICE |  | 7
516 | 22155 | S 120 / 5 CEILING KIT | FM - VORTICE | VORTICE |  | 0
517 | 22156 | S 150 / 6 CEILING KIT | FM - VORTICE | VORTICE |  | 0
519 | 22167 | FG 150 FIXED GRILLE (VOR 22167) | FM - VORTICE | VORTICE |  | 1
520 | 22668 | CA-FU 125 | FM - VORTICE | VORTICE |  | 3
589 | 26025 | DEUMIDO 10 | FM - VORTICE | VORTICE |  | 7
590 | 26027 | DEUMIDO 20 | FM - VORTICE | VORTICE | 4 | 4
599 | 30301 | C 10/2 T ATEX II 2G/D h T3/125 X Gb/Db | FM - VORTICE | VORTICE | 1 | 1
600 | 30304 | C 15/2 T ATEX II 2G/D h T3/125 X Gb/Db | FM - VORTICE | VORTICE | 1 | 1
601 | 30305 | C 20/2 T ATEX II 2G/D h T3/125 X Gb/Db | FM - VORTICE | VORTICE | 0 | 0
602 | 30306 | C 25/2 T ATEX II 2G/D h T3/125 X Gb/Db | FM - VORTICE | VORTICE | 0 | 0
603 | 30307 | C 30/2 T ATEX II 2G/D h T3/125 X Gb/Db | FM - VORTICE | VORTICE | 1 | 1
604 | 30308 | C 30/4 T ATEX II 2G/D h T3/125 X Gb/Db | FM - VORTICE | VORTICE | 4 | 4
605 | 30309 | C 31/4 T ATEX II 2G/D h T3/125 X Gb/Db | FM - VORTICE | VORTICE | 1 | 1
606 | 30310 | C 35/4 T ATEX II 2G/D h T3/125 X Gb/Db | FM - VORTICE | VORTICE | 1 | 1
607 | 30311 | C 37/4 T ATEX II 2G/D h T3/125 X Gb/Db | FM - VORTICE | VORTICE | 2 | -1
634 | 33353 | C30/4T | FM - VORTICE | VORTICE | 1 | 1
635 | 33355 | C31/4T | FM - VORTICE | VORTICE | 1 | 1
688 | 40301 | E 254 M ATEX II 2G/D h T3/125 X Gb/Db | FM - VORTICE | VORTICE |  | 0
689 | 40302 | E 304 M ATEX II 2G/D h T3/125 X Gb/Db | FM - VORTICE | VORTICE | 1 | 0
690 | 40304 | E 354 M ATEX II 2G/D h T3/125 X Gb/Db | FM - VORTICE | VORTICE |  | 0
691 | 40306 | E 404 M ATEX II 2G/D h T3/125 X Gb/Db | FM - VORTICE | VORTICE | 3 | 2
692 | 40308 | E 454 M ATEX II 2G/D h T3/125 X Gb/Db | FM - VORTICE | VORTICE | 1 | 1
693 | 40309 | E 254 T ATEX II 2G/D h T3/125 X Gb/Db | FM - VORTICE | VORTICE | 1 | 1
694 | 40310 | E 304 T ATEX II 2G/D h T3/125 X Gb/Db | FM - VORTICE | VORTICE | 1 | 3
695 | 40313 | E 354 T ATEX II 2G/D h T3/125 X Gb/Db | FM - VORTICE | VORTICE | 2 | 1
696 | 40314 | E404 T ATEX | FM - VORTICE | VORTICE | 2 | 2
697 | 40315 | E 454 T ATEX II 2G/D h T3/125 X Gb/Db | FM - VORTICE | VORTICE |  | 0
698 | 40316 | E 504 T ATEX II 2G/D h T3/125 X Gb/Db | FM - VORTICE | VORTICE | 7 | 7
699 | 40317 | E 604 T ATEX II 2G/D h T3/125 X Gb/Db | FM - VORTICE | VORTICE |  | 0
705 | 42227 | A-E 304 T | FM - VORTICE | VORTICE |  | 1
706 | 42259 | A-E 354 T | FM - VORTICE | VORTICE |  | 1
1129 | CMS25 | Vorticent CMS 25/10 T4 0.75KW (1400 CFM) | FM - VORTICE | VORTICE |  | 0
1130 | CMS35 | Vorticent CMS 35/14 T4 4KW (4600 CFM) | FM - VORTICE | VORTICE |  | 0
1258 | D100072 | MOTOR | FM - VORTICE | VORTICE |  | 16
1373 | HE190ES | VORT QBK HE 190 ES (300CFM) | FM - VORTICE | VORTICE |  | 0
1639 | L10101101 | CA 100 VO - D Two Speed - Plastic | FM - VORTICE | VORTICE | 3 | 0
1640 | L10101126 | CA 125 VO - D Two Speed - Plastic | FM - VORTICE | VORTICE | 3 | 0
1641 | L10101151 | CA 150 VO - D Two Speed - Plastic | FM - VORTICE | VORTICE | 2 | 0
1642 | L10101200 | CA 200Q VO Lower Volume In-Line Tube Fan Plastic Casin | FM - VORTICE | VORTICE | 3 | 0
1643 | L10101250 | CA 250 VO In-Line Tube Fan Plastic Casing | FM - VORTICE | VORTICE |  | -1
1644 | L10101315 | CA 315 VO In-Line Tube Fan Plastic Casing | FM - VORTICE | VORTICE |  | 0
1645 | L10101317 | CA 355 | FM - VORTICE | VORTICE |  | -1
2411 | TR355T4 | Torrette TR 355 T4 0.55KW ATEX ZONE1 (1084 CFM) | FM - VORTICE | VORTICE |  | 0
2412 | TR400T4 | Torrette TR 400 T4 1.1KW ATEX ZONE1 (2700 CFM) | FM - VORTICE | VORTICE |  | 0
2413 | TR450T4 | Torrette TR 450 T4 2.2KW ATEX ZONE 1 (4500 CFM) | FM - VORTICE | VORTICE |  | 0
2414 | TR500T4 | Torrette TR 500 T4 3KW ATEX ZONE1 (6500 CFM) | FM - VORTICE | VORTICE |  | 0
2415 | TR500T6 | Torrette TR 500 T6 0.75KW ATEX ZONE1 (3600 CFM) | FM - VORTICE | VORTICE |  | 0
2416 | TR710T6 | Torrette TR 710 T6 4KW ATEX ZONE1 (9500 CFM) | FM - VORTICE | VORTICE |  | 0
2419 | TRK-AR-500T4 | Torrette TRK-AR 500 T4 3KW (6200CFM) | FM - VORTICE | VORTICE |  | 0
2421 | TRS250EC | Torrette TRS 250 EC (850 CFM) | FM - VORTICE | VORTICE |  | 0
2422 | TRS310EC | Torrette TRS 310 EC (1050 CFM) | FM - VORTICE | VORTICE |  | 0
16 | 10 | SPARE MOTOR - TIRACAMINO - Vortice Spare Motor for Tiracamino 0.12kW 4P 230V |  | VORTICE |  | -21

## sodeca
COUNT NO. | Code | Description | Category | Supplier | QTY_ 06/11/2025 | Qty on Hand | Min Req | On order | Stock To Order
40 | 1000005 | TURBINA CMP 616 14 LG (Impeller for CMP616-2T-0.75 230/400V) | FM - SODECA | SODECA |  | 4
42 | 1000012 | HCD 20 4M | FM - SODECA | SODECA | 20 | 24
43 | 1000013 | HCD 25 4M | FM - SODECA | SODECA | 6 | 5
45 | 1000015 | HCD 30 4M | FM - SODECA | SODECA | 6 | 1
46 | 1000016 | HCD 35 4M | FM - SODECA | SODECA | 22 | 15
47 | 1000039 | HCT-25-2M/PL | FM - SODECA | SODECA |  | 8
48 | 1000040 | HCT-25-2T/PL | FM - SODECA | SODECA |  | 6
49 | 1000043 | HCT-25-4M/PL | FM - SODECA | SODECA |  | 8
50 | 1000044 | HCT-25-4T/PL | FM - SODECA | SODECA |  | 3
51 | 1000046 | HCT-31-2M/PL | FM - SODECA | SODECA |  | 9
52 | 1000047 | HCT-31-2T/PL | FM - SODECA | SODECA |  | 4
53 | 1000049 | HCT-31-4M/PL | FM - SODECA | SODECA |  | 8
55 | 1000050 | HCT-31-4T/PL | FM - SODECA | SODECA |  | 4
56 | 1000051 | HCT-35-2M/PL | FM - SODECA | SODECA |  | 1
57 | 1000052 | HCT-35-2T/PL | FM - SODECA | SODECA |  | 7
58 | 1000054 | HCT-35-4M/PL | FM - SODECA | SODECA |  | 4
59 | 1000055 | HCT-35-4T/PL | FM - SODECA | SODECA |  | 1
82 | 1002948 | HCT-40-4T-0.33/PL | FM - SODECA | SODECA |  | 0
83 | 1005876 | HTM-45-4M | FM - SODECA | SODECA |  | 0
84 | 1005877 | HTM-45-4T | FM - SODECA | SODECA |  | 2
85 | 1005878 | HTM-56-4M | FM - SODECA | SODECA |  | 0
86 | 1005879 | HTM-56-4T | FM - SODECA | SODECA |  | 0
87 | 1005880 | HTM-63-4T IE3 | FM - SODECA | SODECA |  | 0
88 | 1006313 | HCDF-31-4T / ATEX / EXII2G Ex d | FM - SODECA | SODECA |  | 0
89 | 1006315 | HCDF 35 - 4T - Flameproof | FM - SODECA | SODECA |  | 0
90 | 1006317 | HCDF 40 - 4T - Flameproof | FM - SODECA | SODECA |  | 0
91 | 1006319 | HCDF 45 - 4T - Flameproof | FM - SODECA | SODECA |  | 0
92 | 1006321 | HCDF 50 - 4T - Flameproof | FM - SODECA | SODECA |  | 0
93 | 1006323 | HCDF 56 - 4T - Flameproof | FM - SODECA | SODECA | 2 | 2
115 | 1007944 | CPV 1020 4T | FM - SODECA | SODECA | 3 | 8 |  |  | 3
116 | 1007947 | CPV 1325 4T | FM - SODECA | SODECA | 1 | 1 |  |  | 2
117 | 1007957 | CPV 1020 2TIE3 | FM - SODECA | SODECA | 4 | 4
118 | 1007960 | CPV 1325 2TIE3 | FM - SODECA | SODECA | 2 | 2
129 | 1008843 | CMA-218-2M | FM - SODECA | SODECA | 12 | 12
130 | 1008844 | CMA-218-2T | FM - SODECA | SODECA | 7 | 7 |  |  | 11
131 | 1008847 | CMA-324-2M | FM - SODECA | SODECA | 4 | 8
132 | 1008849 | CMA-324-2T | FM - SODECA | SODECA | 7 | 7
133 | 1008851 | CMA-325-2M | FM - SODECA | SODECA | 4 | 11 |  |  | 11
134 | 1008852 | CMA-325-2T | FM - SODECA | SODECA | 5 | 6 |  |  | 11
135 | 1008854 | CMA-426-2M | FM - SODECA | SODECA | 6 | 6 |  |  | 6
136 | 1008856 | CMA-426-2T | FM - SODECA | SODECA | 9 | 9 |  |  | 3
137 | 1008860 | CMA-527-2M | FM - SODECA | SODECA | 2 | 2
138 | 1008861 | CMA-527-2T | FM - SODECA | SODECA | 6 | 6
139 | 1008864 | CMA-528-2M - 1.5 | FM - SODECA | SODECA | 4 | 4
140 | 1008867 | CMA-531-2M-2 | FM - SODECA | SODECA | 2 | 3
141 | 1008870 | CMA-528-2T-1.5 IE3 | FM - SODECA | SODECA | 3 | 3 |  |  | 2
142 | 1008871 | CMA-528-2T-1 IE3 | FM - SODECA | SODECA | 2 | -2
143 | 1008873 | CMA-531-2T-1.5 IE3 | FM - SODECA | SODECA | 2 | 2
144 | 1008874 | CMA-531-2T-2 IE3 | FM - SODECA | SODECA | 3 | 3
145 | 1008875 | CMA-531-2T-3 IE3 | FM - SODECA | SODECA | 3 | 2
146 | 1008876 | CMA-545-2T-4 c/w 3.0KW 2P 400V | FM - SODECA | SODECA |  | 0
147 | 1008985 | CMAT 531-2T | FM - SODECA | SODECA |  | 2
150 | 1010396 | CAM 540 2T | FM - SODECA | SODECA | 3 | 3
151 | 1010401 | CAM 545 2T 4 c/w 3.0kw 2P 400V | FM - SODECA | SODECA | 2 | 4
153 | 1010407 | CAM 550 2T 7.5 | FM - SODECA | SODECA |  | 3
157 | 1010596 | CAS 254 - 2T - 3 | FM - SODECA | SODECA | 1 | 1
158 | 1010606 | CAS 463 - 2T - 7.5 | FM - SODECA | SODECA | 1 | 1
161 | 1011200 | CAS 863 - 2T | FM - SODECA | SODECA |  | 0
163 | 1012391 | CMP 38 2M | FM - SODECA | SODECA | 7 | -3
165 | 1012398 | CMP 512 2M | FM - SODECA | SODECA | 12 | 19
166 | 1012411 | CMP 512 2T | FM - SODECA | SODECA | 19 | 21
167 | 1012446 | CMP 514 2M | FM - SODECA | SODECA | 9 | 22 |  |  | 11
168 | 1012461 | CMP 514 2T | FM - SODECA | SODECA | 18 | 27
169 | 1012504 | CMP 616 2M | FM - SODECA | SODECA | 10 | 14
170 | 1012516 | CMP 616 2T | FM - SODECA | SODECA | 15 | 34
171 | 1012571 | CMP 718 2M | FM - SODECA | SODECA | 7 | 9
172 | 1012594 | CMP 820 2M | FM - SODECA | SODECA | 5 | 5
173 | 1012607 | CMP 820 4T | FM - SODECA | SODECA | 5 | 5
174 | 1012658 | CMP 718 2T | FM - SODECA | SODECA | 0 | 4
175 | 1012671 | CMP 820 2T | FM - SODECA | SODECA | 5 | 5
176 | 1012695 | CMP 1025 2T 3 | FM - SODECA | SODECA |  | 3
181 | 1017052 | HC-25-2M/H | FM - SODECA | SODECA | 2 | -1
182 | 1017059 | HC-25-2T/H | FM - SODECA | SODECA |  | 0
183 | 1017069 | HC-25-4M/H | FM - SODECA | SODECA | 2 (3*) | 7
184 | 1017074 | HC-25-4T/H | FM - SODECA | SODECA |  | 0
185 | 1017082 | HC-31-2M/H | FM - SODECA | SODECA | 1 | 1
186 | 1017086 | HC-31-2T/H | FM - SODECA | SODECA |  | 0
187 | 1017097 | HC-31-4M/H | FM - SODECA | SODECA |  | 2
188 | 1017099 | HC-31-4T/H | FM - SODECA | SODECA | 4 | 4
189 | 1017103 | HC-35-2T/H | FM - SODECA | SODECA |  | 0
190 | 1017106 | HC-35-4M/H | FM - SODECA | SODECA | 9 | 11
191 | 1017112 | HC-35-4T/H | FM - SODECA | SODECA | 5 | 5
192 | 1017125 | HC-40-4M/H | FM - SODECA | SODECA |  | 1
193 | 1017127 | HC-40-4T/H | FM - SODECA | SODECA |  | 0
194 | 1017129 | HC-40-6M/H | FM - SODECA | SODECA |  | 0
195 | 1017130 | HC-40-6T/H | FM - SODECA | SODECA | 2 | 2
196 | 1017131 | HC-45-4M/H | FM - SODECA | SODECA | 2 | 2
197 | 1017134 | HC-45-4T/H | FM - SODECA | SODECA |  | 0
198 | 1017138 | HC-45-6M/H | FM - SODECA | SODECA |  | 1
199 | 1017139 | HC-45-6T/H | FM - SODECA | SODECA |  | 0
200 | 1017140 | HC-50-4M/H | FM - SODECA | SODECA |  | 1
201 | 1017142 | HC-50-4T/H | FM - SODECA | SODECA |  | 0
202 | 1017147 | HC-50-6M/H | FM - SODECA | SODECA |  | 0
203 | 1017148 | HC-50-6T/H | FM - SODECA | SODECA |  | -1
204 | 1017154 | HC-56-6M/H | FM - SODECA | SODECA |  | 1
205 | 1017155 | HC-56-6T/H | FM - SODECA | SODECA |  | 3
206 | 1017159 | HC-63-6M/H | FM - SODECA | SODECA |  | 0
207 | 1017160 | HC-63-6T/H | FM - SODECA | SODECA |  | 0
208 | 1017177 | HC-56-4T/H IE3 | FM - SODECA | SODECA |  | 2
209 | 1017179 | HC-63-4T/H IE3 | FM - SODECA | SODECA |  | 5
222 | 1028560 | HCT-35-4T/ATEX/2G Ex db 230/400V | FM - SODECA | SODECA |  | 0
223 | 1028561 | HCT-40-2T-1.5/ATEX/2G Ex db 230/400V | FM - SODECA | SODECA |  | 0
224 | 1028566 | HCT-50-4T-0.75/ATEX/2G Ex db 230/400V | FM - SODECA | SODECA |  | 0
225 | 1028584 | HCT-71-4T-3/ATEX/2G Ex db 230/400V | FM - SODECA | SODECA |  | 0
227 | 1029359 | CMP-616-4T/ATEX/2G Ex db 230/400V | FM - SODECA | SODECA |  | 0
240 | 1105306 | CMP-1128-2T-5.5/S/PIE RD 230/400V. IE3 | FM - SODECA | SODECA |  | 14
1186 | D100001 | CMP-1128-4T | FM - SODECA | SODECA | 1 | 3
1187 | D100002 | HAT-28-4M | FM - SODECA | SODECA | 1 | 0
1188 | D100003 | HAT-35-4T | FM - SODECA | SODECA |  | 2
1189 | D100004 | HAT-35-2M | FM - SODECA | SODECA |  | 1
1190 | D100005 | CAM-550-2T 5.5 | FM - SODECA | SODECA | 2 | -199
1191 | D100006 | HJBM PLUS 45 - T4 0.55KW | FM - SODECA | SODECA | 3 | -197
1192 | D100007 | HJBM 40 M4 0.25 | FM - SODECA | SODECA | 2 | -128
1193 | D100008 | HJBM 50 T4 0.55 | FM - SODECA | SODECA | 1 | 1
1194 | D100009 | CA/LINE 355 220-240V | FM - SODECA | SODECA | 1 | -27
1195 | D100010 | VKAP 100 LD 3.0 | FM - SODECA | SODECA |  | 1
1196 | D100011 | SV-150-H | FM - SODECA | SODECA |  | 7
1197 | D100012 | HAT-24-4M | FM - SODECA | SODECA |  | 3
1198 | D100013 | CA-LINE-12 | FM - SODECA | SODECA |  | 6
1199 | D100014 | CA-LINE-15 | FM - SODECA | SODECA |  | 7
1200 | D100015 | CA-LINE-20 | FM - SODECA | SODECA |  | 4
1201 | D100016 | NEOSILENT 200 | FM - SODECA | SODECA |  | 7
1202 | D100017 | NEOSILENT 150 | FM - SODECA | SODECA |  | 2
1203 | D100018 | CA-160-2T-2 | FM - SODECA | SODECA | 1 | 21
2495 | 1034784 | NEOLINEO-150/V | FM - SODECA | SODECA | 0 |  |  |  | 11
2496 | 1034786 | NEOLINEO-200/V | FM - SODECA | SODECA | 0 |  |  |  | 11
2497 | 1034787 | NEOLINEO-250/V | FM - SODECA | SODECA | 0 |  |  |  | 11
2498 | 1034783 | NEOLINEO-125/V | FM - SODECA | SODECA | 0 |  |  |  | 26

## kayites
COUNT NO. | Code | Description | Category | Supplier | QTY_ 06/11/2025 | Qty on Hand | Min Req | On order | Stock To Order
1018 | AXIP450 | TAXIP F300: 450-5-25 | FM - KAYITES | KAYITES |  | 2
1040 | BAF100 | BAF 100 | FM - KAYITES | KAYITES | 25 | 24
1041 | BAF125 | BAF 125 | FM - KAYITES | KAYITES | 25 | 23
1042 | BAF150 | BAF 150 | FM - KAYITES | KAYITES | 40 | 45
1117 | CFD2.5 | 2.5 Amps Speed Controller | FM - KAYITES | KAYITES |  | 84
1144 | CRAD190 | CRAD 190 | FM - KAYITES | KAYITES |  | 0
1145 | CRAD225 | CRAD 225 | FM - KAYITES | KAYITES |  | 0
1146 | CRAD250 | CRAD 250 | FM - KAYITES | KAYITES |  | 0
1147 | CRAD280 | CRAD 280 | FM - KAYITES | KAYITES |  | 0
1148 | CRAD355 | CRAD 355 | FM - KAYITES | KAYITES |  | 0
1149 | CRAD400 | CRAD 400 | FM - KAYITES | KAYITES |  | 0
1150 | CRAD450 | CRAD 450 | FM - KAYITES | KAYITES |  | 0
1151 | CRAD500 | CRAD 500 | FM - KAYITES | KAYITES |  | 0
1152 | CRAD560 | CRAD 560 | FM - KAYITES | KAYITES |  | 0
1153 | CRADIK190 | CRADIK 190 | FM - KAYITES | KAYITES |  | 0
1154 | CRADIK225 | CRADIK 225 | FM - KAYITES | KAYITES |  | 0
1155 | CRADIK250 | CRADIK 250 | FM - KAYITES | KAYITES |  | 0
1156 | CRADIK280 | CRADIK 280 | FM - KAYITES | KAYITES |  | 0
1157 | CRADIK355 | CRADIK 355 | FM - KAYITES | KAYITES |  | 0
1158 | CRADIK400 | CRADIK 400 | FM - KAYITES | KAYITES |  | 0
1159 | CRADIK450 | CRADIK 450 | FM - KAYITES | KAYITES |  | 0
1160 | CRADIK500 | CRADIK 500 | FM - KAYITES | KAYITES |  | 0
1161 | CRADIK560 | CRADIK 560 | FM - KAYITES | KAYITES |  | 0
1170 | CUB100 | CUB 100 | FM - KAYITES | KAYITES | 2 | 2
1171 | CUB125 | CUB 125 | FM - KAYITES | KAYITES |  | 0
1172 | CUB150 | CUB 150 | FM - KAYITES | KAYITES | 2 | 2
1173 | CUB160 | CUB 160 | FM - KAYITES | KAYITES |  | 0
1174 | CUB200 | CUB 200 | FM - KAYITES | KAYITES |  | 0
1175 | CUB250 | CUB 250 | FM - KAYITES | KAYITES |  | 0
1176 | CUB315 | CUB 315 | FM - KAYITES | KAYITES | 4 | 4
1177 | CUB355 | CUB 355 | FM - KAYITES | KAYITES | 2 | 2
1178 | CUB400 | CUB 400 | FM - KAYITES | KAYITES |  | 0
1179 | CUB450 | CUB 450 | FM - KAYITES | KAYITES |  | 0
1180 | CUB500 | CUB 500 | FM - KAYITES | KAYITES |  | 0
1181 | CUB560 | CUB 560 | FM - KAYITES | KAYITES |  | 0
1262 | DAXIS200 | DAXIS 200 | FM - KAYITES | KAYITES |  | 0
1263 | DAXIS250 | DAXIS 250 | FM - KAYITES | KAYITES |  | 0
1264 | DAXIS300 | DAXIS 300 | FM - KAYITES | KAYITES |  | 0
1265 | DAXIS350 | DAXIS 350 | FM - KAYITES | KAYITES |  | 0
1272 | DREC450 | DREC 450 | FM - KAYITES | KAYITES | 1 | 1
1481 | JAXI300F400 | JAXI 300 F400 'C / 2H | FM - KAYITES | KAYITES |  | 0
1482 | JAXI315F300 | JAXI 315 F300 'C / 2H | FM - KAYITES | KAYITES |  | 0
1483 | JAXI355F300 | JAXI 355 F300 'C / 2H | FM - KAYITES | KAYITES |  | 0
1484 | JAXI355F400 | JAXI 355 F400 'C / 2H | FM - KAYITES | KAYITES |  | 0
1485 | JAXI400F300 | JAXI 400 F300 'C / 2H | FM - KAYITES | KAYITES |  | 0
1486 | JAXI400F400 | JAXI 400 F400 'C / 2H | FM - KAYITES | KAYITES |  | 0
1487 | JAXI450F300 | JAXI 450 F300 'C / 2H | FM - KAYITES | KAYITES |  | 0
1488 | JAXI450F400 | JAXI 450 F400 'C / 2H | FM - KAYITES | KAYITES |  | 0
1489 | JAXI500F300 | JAXI 500 F300 'C / 2H | FM - KAYITES | KAYITES |  | 0
1490 | JAXI500F400 | JAXI 500 F400 'C / 2H | FM - KAYITES | KAYITES |  | 0
1497 | JRAD50F300 | JRAD 50 F300 'C / 2H | FM - KAYITES | KAYITES |  | 0
1498 | JRAD50F400 | JRAD 50 F400 'C / 2H | FM - KAYITES | KAYITES |  | 0
1499 | JRAD70F300 | JRAD 70 F300 'C / 2H | FM - KAYITES | KAYITES |  | 0
1500 | JRAD70F400 | JRAD 70 F400 'C / 2H | FM - KAYITES | KAYITES |  | 0
1501 | JRAD90F300 | JRAD 90 F300 'C / 2H | FM - KAYITES | KAYITES |  | 0
1502 | JRAD90F400 | JRAD 90 F400 'C / 2H | FM - KAYITES | KAYITES |  | 0
1601 | KAF100 | KAF 100 | FM - KAYITES | KAYITES | 10 | 10
1602 | KAF125 | KAF 125 | FM - KAYITES | KAYITES | 3 | 3
1603 | KAF150 | KAF 150 | FM - KAYITES | KAYITES |  | 5
1604 | KAF160 | KAF 160 | FM - KAYITES | KAYITES |  | 0
1605 | KAF200 | KAF 200 | FM - KAYITES | KAYITES |  | -1
1606 | KAF250 | KAF 250 | FM - KAYITES | KAYITES | 8 | 8
1607 | KAF315 | KAF 315 | FM - KAYITES | KAYITES | 12 | 12
1609 | KAZ120 | KAZ 120 | FM - KAYITES | KAYITES | 15 | 14
1610 | KAZ140 | KAZ 140 | FM - KAYITES | KAYITES | 7 | 8
1611 | KAZ160 | KAZ 160 | FM - KAYITES | KAYITES | 17 | 17
1612 | KDAXIS200 | KDAXIS 200 | FM - KAYITES | KAYITES | 30 | 30
1613 | KDAXIS250 | KDAXIS 250 | FM - KAYITES | KAYITES | 33 | 28
1614 | KDAXIS300 | KDAXIS 300 | FM - KAYITES | KAYITES | 43 | 29
1615 | KDAXIS350 | KDAXIS 350 | FM - KAYITES | KAYITES | 53 | 35
1624 | KSA-300-4K-M | KSA-300-4K-M | FM - KAYITES | KAYITES
1625 | KSA-350-4K-M | KSA-350-4K-M | FM - KAYITES | KAYITES
1626 | KSA4004M | KSA-400-4K-M-220V | FM - KAYITES | KAYITES | 6 | 6
1627 | KSA4004T | KSA-400-4K-T-380V | FM - KAYITES | KAYITES | 3 | 3
1628 | KSA4504M | KSA-450-4K-M-220V | FM - KAYITES | KAYITES | 0 | 0
1629 | KSA4504T | KSA-450-4K-T-380V | FM - KAYITES | KAYITES | 3 | 3
1630 | KSA5004M | KSA-500-4K-M-220V | FM - KAYITES | KAYITES |  | -1
1631 | KSA5004T | KSA-500-4K-T-380V | FM - KAYITES | KAYITES |  | 0
1632 | KSA5504M | KSA-550-4K-M-220V | FM - KAYITES | KAYITES |  | 0
1633 | KSA5504T | KSA-550-4K-T-380V | FM - KAYITES | KAYITES |  | 0
1634 | KSA6004M | KSA-600-4K-M-220V | FM - KAYITES | KAYITES |  | 0
1635 | KSA6004T | KSA-600-4K-T-380V | FM - KAYITES | KAYITES |  | 1
2043 | MRAD315 | MRAD 315 | FM - KAYITES | KAYITES |  | 0
2237 | RAD100 | RAD 100 | FM - KAYITES | KAYITES | 19 | 11
2238 | RAD125 | RAD 125 | FM - KAYITES | KAYITES | 19 | 12
2239 | RAD150 | RAD 150 | FM - KAYITES | KAYITES | 15 | 15
2240 | RAD160 | RAD 160 | FM - KAYITES | KAYITES |  | 0
2241 | RAD200 | RAD 200 | FM - KAYITES | KAYITES | 20 | 13
2242 | RAD250 | RAD 250 | FM - KAYITES | KAYITES | 23 | 36
2243 | RAD315 | RAD 315 | FM - KAYITES | KAYITES | 19 | 29
2244 | RAD355 | RAD 355 | FM - KAYITES | KAYITES | 15 | 17
2247 | REC10050 | REC 100-50 | FM - KAYITES | KAYITES | 1 | 1
2248 | REC3015 | REC 30-15 | FM - KAYITES | KAYITES |  | 2
2249 | REC4020A | REC 40-20 A | FM - KAYITES | KAYITES |  | 0
2250 | REC4020B | REC 40-20 B | FM - KAYITES | KAYITES |  | 2
2251 | REC5025 | REC 50-25 | FM - KAYITES | KAYITES | 1 | 2
2252 | REC6030 | REC 60-30 | FM - KAYITES | KAYITES |  | 0
2253 | REC6035 | REC 60-35 | FM - KAYITES | KAYITES | 7 | 10
2254 | REC7040 | REC 70-40 | FM - KAYITES | KAYITES |  | 0
2255 | REC8050 | REC 80-50 | FM - KAYITES | KAYITES |  | 0
2281 | SAL280 | SAL 280 | FM - KAYITES | KAYITES |  | 0
2282 | SAL315 | SAL 315 | FM - KAYITES | KAYITES |  | 0
2283 | SAL355 | SAL 355 | FM - KAYITES | KAYITES |  | 0
2284 | SAL400 | SAL 400 | FM - KAYITES | KAYITES | 2 | 2
2285 | SAL450 | SAL 450 | FM - KAYITES | KAYITES |  | 0
2286 | SAL500 | SAL 500 | FM - KAYITES | KAYITES |  | 0
2287 | SAL560 | SAL 560 | FM - KAYITES | KAYITES |  | 0
2288 | SAL630 | SAL 630 | FM - KAYITES | KAYITES |  | 0
2289 | SAL710 | SAL 710 | FM - KAYITES | KAYITES |  | 0
2360 | SEF100 | SEF 100 | FM - KAYITES | KAYITES | 16 | 16
2361 | SEF125 | SEF125 | FM - KAYITES | KAYITES | 18 | 20
2375 | SOF250 | SOF 250 | FM - KAYITES | KAYITES |  | 0
2376 | SOF300 | SOF 300 | FM - KAYITES | KAYITES |  | 0
2377 | SOF350 | SOF 350 | FM - KAYITES | KAYITES |  | 0
2378 | SOF400 | SOF 400 | FM - KAYITES | KAYITES | 1 | 0
2379 | SOF450 | SOF 450 | FM - KAYITES | KAYITES |  | 0
2380 | SOF500 | SOF 500 | FM - KAYITES | KAYITES |  | 0
2381 | SOF630 | SOF 630 | FM - KAYITES | KAYITES |  | 0
2484 | YUF150 | YUF150 | FM - KAYITES | KAYITES | 2 | 2

## nicotra
COUNT NO. | Code | Description | Category | Supplier | QTY_ 18/11/2025 | Qty on Hand | Min Req | On order | Stock To Order
155 | 1010521 | AT 10/10 SC - Single Unit | FM - NICOTRA | NICOTRA |  | 9
156 | 1010522 | AT 10/10 SC2 - Double Unit | FM - NICOTRA | NICOTRA |  | 5
325 | 1212521 | AT 12/12 SC - Single Unit | FM - NICOTRA | NICOTRA |  | 8
326 | 1212522 | AT 12/12 SC2 - Double Unit | FM - NICOTRA | NICOTRA |  | 5
377 | 129521 | AT 12/9 SC - Single Unit | FM - NICOTRA | NICOTRA |  | 11
378 | 129522 | AT 12/9 SC2 - Double Unit | FM - NICOTRA | NICOTRA |  | 0
407 | 1511521 | AT 15/11 SC - Single Unit | FM - NICOTRA | NICOTRA |  | 0
408 | 1515521 | AT 15/15 SC - Single Unit | FM - NICOTRA | NICOTRA |  | 14
409 | 1515522 | AT 15/15 SC2 - Double Unit | FM - NICOTRA | NICOTRA |  | -1
482 | 1813521 | AT 18/13 SC - Single Unit | FM - NICOTRA | NICOTRA |  | 1
483 | 1818521 | AT 18/18 SC - Single Unit | FM - NICOTRA | NICOTRA |  | -1
484 | 1818522 | AT 18/18 SC2 - Double Unit | FM - NICOTRA | NICOTRA |  | -1
798 | 6038M104 | AT18/18 AR 035 PHASE | FM - NICOTRA | NICOTRA |  | 4
799 | 610303 | DD 7-7 - 610303 - 62W 6P 230V-1Ph | FM - NICOTRA | NICOTRA |  | 0
800 | 610318 | DD 12/9 - 610318 - 1100W 6P 400V - 3Ph | FM - NICOTRA | NICOTRA |  | -2
801 | 610633 | DD 7/7 - 610633 - 147W 4P 230V-1Ph | FM - NICOTRA | NICOTRA |  | 6
837 | 6E21001 | RDHEO/0180 | FM - NICOTRA | NICOTRA |  | 1
838 | 6M020K | DDM 9/7 6M020K - 300W 4P 400V-3Ph | FM - NICOTRA | NICOTRA |  | -1
839 | 6M020M | DDM 9/7 - 6M020M - 550W 4P 230V-1Ph | FM - NICOTRA | NICOTRA |  | -5
841 | 6M0247 | DDM 9/7 - 6M0247 - 200W 6P 230V-1Ph | FM - NICOTRA | NICOTRA |  | 0
842 | 6M0299 | DDM 7/7 - 6M0299 - 300W 4P 230V-1Ph | FM - NICOTRA | NICOTRA |  | 1
843 | 6M02H0 | DDM 10/10 - 6M02H0 - 600W 4P 220V-1Ph | FM - NICOTRA | NICOTRA |  | 1
844 | 6M02H4 | DDM 10/8 - 6M02H4 - 550W 4P 230V-1Ph | FM - NICOTRA | NICOTRA |  | 4
845 | 6M02H5 | DDM 10/8 - 6M02H5 - 600W 4P 380V | FM - NICOTRA | NICOTRA |  | -1
846 | 6M02P4 | DDM 10/10 - 6M02P4 - 550W 4P 230V-1Ph | FM - NICOTRA | NICOTRA |  | 1
847 | 6M02R7 | DDM 10/10 - 6M02R7 - 500W 6P 230V-1Ph | FM - NICOTRA | NICOTRA |  | 7
848 | 6M02R9 | DDM 9/9 - 6M02R9 - 550W 4P 220V-1Ph | FM - NICOTRA | NICOTRA |  | 7
849 | 6M0312 | DD 10/8 - 6M0312 - 245W 6P 220V - 1Ph | FM - NICOTRA | NICOTRA |  | 0
851 | 6M0607 | DD 12/9 - 6M0607 - 590W 6P 400V - 3Ph | FM - NICOTRA | NICOTRA |  | 3
852 | 6M061U | DD 10/10 - 6M061U - 550W 6P 220V - 1Ph | FM - NICOTRA | NICOTRA |  | 0
853 | 6M0629 | DD 9/7 - 6M0629 - 373W 4P 220V - 13Ph | FM - NICOTRA | NICOTRA |  | 18
854 | 6M0631 | DD 10/8 - 6M0631 - 373W 4P 220V - 1Ph | FM - NICOTRA | NICOTRA |  | 3
855 | 6M066N | DD 9/9 - 6M066N - 550W 4P 220V - 1Ph | FM - NICOTRA | NICOTRA |  | 0
856 | 6M0679 | DD 10/10 - 6M0679 - 500W - 6P 220V - 1Ph | FM - NICOTRA | NICOTRA |  | 16
857 | 6M0690 | DD 9/7 - 6M0690 - 245W 6P 220V - 13Ph | FM - NICOTRA | NICOTRA |  | 0
858 | 6M0697 | DD 9/9 - 6M0697 - 300W 4P 220V - 1Ph | FM - NICOTRA | NICOTRA |  | -4
859 | 6M0698 | DD 9/9 - 6M0698 - 248W 6P 220V - 1Ph | FM - NICOTRA | NICOTRA |  | 0
860 | 6M06WA | DD9/9 4PIP - 370W | FM - NICOTRA | NICOTRA |  | 7
864 | 6N0320 | DD 12/12 - 6N0320 - 1100W 6P 400V 3Ph | FM - NICOTRA | NICOTRA |  | -1
920 | 77521 | AT 7/7 SC - Single Unit | FM - NICOTRA | NICOTRA |  | 5
981 | 97521 | AT 9/7 SC - Single Unit | FM - NICOTRA | NICOTRA |  | 0
983 | 99521 | AT 9/9 SC - Single Unit | FM - NICOTRA | NICOTRA |  | 0
1204 | D100019 | BD 9/9 - M4 0.35KW 230V - 500HZ STC | FM - NICOTRA | NICOTRA |  | 7
1205 | D100020 | DDM 9/9 6P | FM - NICOTRA | NICOTRA |  | 2
1206 | D100021 | DDM 10/8 245W 230V 6P 6M0648 | FM - NICOTRA | NICOTRA |  | 10
1207 | D100022 | DDM 10/8 600KW 6N 0220/01 | FM - NICOTRA | NICOTRA |  | 1
1208 | D100023 | BD 12/12 T6 1.1KW 230V/400 50HZ LPC | FM - NICOTRA | NICOTRA |  | -3
1209 | D100024 | BD 12/9 M6 0.76KW 230V/58HZ STC | FM - NICOTRA | NICOTRA |  | 2
1210 | D100025 | BD 15/15 T6 2.2KW 230/400V | FM - NICOTRA | NICOTRA |  | 4
1211 | D100026 | MBP 35 2.2KW 380V | FM - NICOTRA | NICOTRA |  | 3

## fpz
COUNT NO. | Code | Description | Category | Supplier | QTY_ 06/11/2025 | Min Req | On order | Stock To Order | Avg. Cost | Total Cost
1092 | CA4 | CA4V - 1' 1/4 | FM - FPZ | FPZ
1093 | CA5 | CA5V - 1' 1/2 | FM - FPZ | FPZ
1094 | CA6 | CA6V - 2' | FM - FPZ | FPZ
1095 | CA8 | CA8 - 3' | FM - FPZ | FPZ
1096 | CA9 | CA9- 4' | FM - FPZ | FPZ
1112 | CF4 | CF4 - 1' 1/4 | FM - FPZ | FPZ
1113 | CF5 | CF5 - 1' 1/2 | FM - FPZ | FPZ
1114 | CF6 | CF6 - 2' | FM - FPZ | FPZ
1115 | CF8 | CF8 - 3' | FM - FPZ | FPZ
1116 | CF9 | CF9 - 4' | FM - FPZ | FPZ
1214 | D100030 | SCLK03 MS-055-3 | FM - FPZ | FPZ
1215 | D100031 | SCLK08 R-MD-75KW | FM - FPZ | FPZ
1216 | D100032 | FPZ FLEXIBLE SLEEVE | FM - FPZ | FPZ
1217 | D100033 | 25 FA 5 | FM - FPZ | FPZ
1218 | D100034 | 25 FA 6 | FM - FPZ | FPZ
1219 | D100035 | 25 FA 8 | FM - FPZ | FPZ
1220 | D100036 | 25 FLS | FM - FPZ | FPZ
1221 | D100037 | 25 FL5 | FM - FPZ | FPZ
1222 | D100038 | 25 FL6 | FM - FPZ | FPZ
1223 | D100039 | CONTROL UNIT | FM - FPZ | FPZ
1314 | FL4 | FL4 - 1' 1/4 | FM - FPZ | FPZ
1315 | FL5 | FL5 - 1' 1/2 | FM - FPZ | FPZ
1316 | FL6 | FL6 - 2' | FM - FPZ | FPZ
1317 | FL8 | FL8 - 3' | FM - FPZ | FPZ
1318 | FL9 | FL9 - 4 Intake Filter | FM - FPZ | FPZ
1503 | K03MS055S | SCL-K03 MS-0.55kW-1 | FM - FPZ | FPZ
1504 | K04MS11S | SCL-K04 MS-1.1kW-1-220V | FM - FPZ | FPZ
1505 | K04MS11T | SCL-K04 MS-1.1kW | FM - FPZ | FPZ
1506 | K04MS15T | SCL-K04 MS-1.5kW | FM - FPZ | FPZ
1507 | K05MS11S | SCL-K05 MS-1.1kW-1-220V | FM - FPZ | FPZ
1508 | K05MS11T | SCL-K05 MS-1.1kW | FM - FPZ | FPZ
1509 | K05MS15T | SCL-K05 MS-1.5kW | FM - FPZ | FPZ
1510 | K05MS22S | SCL-K04 MS-2.2kW-1-220V | FM - FPZ | FPZ
1511 | K05MS22T | SCL-K05 MS-2.2kW | FM - FPZ | FPZ
1512 | K05MS3T | SCL-K05 MS-3kW | FM - FPZ | FPZ
1513 | K05TD3 | SCL-K05 TD-3kW | FM - FPZ | FPZ
1514 | K05TD4 | SCL-K05 TD-4kW | FM - FPZ | FPZ
1515 | K05TS3 | SCL-K05 TS-3kW | FM - FPZ | FPZ
1516 | K05TS4 | SCL-K05 TS-4kW | FM - FPZ | FPZ
1517 | K06MS22 | SCL-K06 MS-2.2kW | FM - FPZ | FPZ
1518 | K06MS3 | SCL-K06 MS-3.0kW | FM - FPZ | FPZ
1519 | K06MS4 | SCL-K06 MS-4W | FM - FPZ | FPZ
1520 | K06TD4 | SCL-K06 TD-4.0kW | FM - FPZ | FPZ
1521 | K06TD55 | SCL-K06 TD-5.5kW | FM - FPZ | FPZ
1522 | K06TD75 | SCL-K06 TD-7.5kW | FM - FPZ | FPZ
1523 | K06TS4 | SCL-K06 TS-4.0kW | FM - FPZ | FPZ
1524 | K06TS55 | SCL-K06 TS-5.5kW | FM - FPZ | FPZ
1525 | K06TS75 | SCL-K06 TS-7.5kW | FM - FPZ | FPZ
1526 | K07MS22 | SCL-K07 MS-2.2kW | FM - FPZ | FPZ
1527 | K07MS3 | SCL-K07 MS-3.0kW | FM - FPZ | FPZ
1528 | K07MS4 | SCL-K07 MS-4kW | FM - FPZ | FPZ
1529 | K07MS55 | SCL-K07 MS-5.5kW | FM - FPZ | FPZ
1530 | K07RMD4 | SCL-K07R MD-4.0kW | FM - FPZ | FPZ
1531 | K07RMD55 | SCL-K07R MD-5.5kW | FM - FPZ | FPZ
1532 | K07TD55 | SCL-K07 TD-5.5kW | FM - FPZ | FPZ
1533 | K07TD75 | SCL-K07 TD-7.5kW | FM - FPZ | FPZ
1534 | K07TD92 | SCL-K07 TD-9.2kW | FM - FPZ | FPZ
1535 | K07TS11 | SCL-K07 TS-11kW | FM - FPZ | FPZ
1536 | K07TS55 | SCL-K07 TS-5.5kW | FM - FPZ | FPZ
1537 | K07TS75 | SCL-K07 TS-7.5kW | FM - FPZ | FPZ
1538 | K07TS92 | SCL-K07 TS-9.2kW | FM - FPZ | FPZ
1539 | K08MS4 | SCL-K08 MS-4kW | FM - FPZ | FPZ
1540 | K08MS55 | SCL-K08 MS-5.5kW | FM - FPZ | FPZ
1541 | K08MS75 | SCL-K08 MS-7.5kW | FM - FPZ | FPZ
1542 | K08MS92 | SCL-K08 MS-9.2kW | FM - FPZ | FPZ
1543 | K08RMD75 | SCL-K08R MD MOR-7.5kw 380V | FM - FPZ | FPZ
1544 | K08TD11 | SCL-K08 TD-11kW | FM - FPZ | FPZ
1545 | K08TD15 | SCL-K08 TD-15kW | FM - FPZ | FPZ
1546 | K08TD75 | SCL-K08 TD-7.5kW | FM - FPZ | FPZ
1547 | K08TD92 | SCL-K08 TD-9.2kW | FM - FPZ | FPZ
1548 | K08TS11 | SCL-K08 TS-11kW | FM - FPZ | FPZ
1549 | K08TS15 | SCL-K08 TS-15kW | FM - FPZ | FPZ
1550 | K08TS75 | SCL-K08 TS-7.5kW | FM - FPZ | FPZ
1551 | K08TS92 | SCL-K08 TS-9.2kW | FM - FPZ | FPZ
1552 | K09MD55 | SCL-K09 MD-5.5kW | FM - FPZ | FPZ
1553 | K09MD75 | SCL-K09 MD-7.5kW | FM - FPZ | FPZ
1554 | K09MS11 | SCL-K09 MS-11kW | FM - FPZ | FPZ
1555 | K09MS4 | SCL-K09 MS-4kW | FM - FPZ | FPZ
1556 | K09MS55 | SCL-K09 MS-5.5kW | FM - FPZ | FPZ
1557 | K09MS75 | SCL-K09 MS-7.5kW | FM - FPZ | FPZ
1558 | K09MS92 | SCL-K09 MS-9.2kW | FM - FPZ | FPZ
1559 | K09TD11 | SCL-K09 TD-11kW | FM - FPZ | FPZ
1560 | K09TD15 | SCL-K09 TD-15kW | FM - FPZ | FPZ
1561 | K09TS11 | SCL-K09 TS-11kW | FM - FPZ | FPZ
1562 | K09TS15 | SCL-K09 TS-15kW | FM - FPZ | FPZ
1563 | K10MD75 | SCL-K10 MD-7.5kW | FM - FPZ | FPZ
1564 | K10MD92 | SCL-K10 MD-9.2kW | FM - FPZ | FPZ
1565 | K10MS11 | SCL-K10 MS-11kW | FM - FPZ | FPZ
1566 | K10MS15 | SCL-K10 MS-15kW | FM - FPZ | FPZ
1567 | K10MS55 | SCL-K10 MS-5.5kW | FM - FPZ | FPZ
1568 | K10MS75 | SCL-K10 MS-7.5kW | FM - FPZ | FPZ
1569 | K10MS92 | SCL-K10 MS-9.2kW | FM - FPZ | FPZ
1570 | K10TD11 | SCL-K10 T D-11kW | FM - FPZ | FPZ
1571 | K10TD15 | SCL-K10 TD-15kW | FM - FPZ | FPZ
1572 | K10TD185 | SCL-K10 TD-18.5kW | FM - FPZ | FPZ
1573 | K10TS11 | SCL-K10 TS-11kW | FM - FPZ | FPZ
1574 | K10TS15 | SCL-K10 TS-15kW | FM - FPZ | FPZ
1575 | K10TS185 | SCL-K10 TS-18.5kW | FM - FPZ | FPZ
1576 | K11MD11 | SCL-K11 MD-11kW | FM - FPZ | FPZ
1577 | K11MD75 | SCL-K11 MD-7.5kW | FM - FPZ | FPZ
1578 | K11MS11 | SCL-K11 MS-11kW | FM - FPZ | FPZ
1579 | K11MS15 | SCL-K11 MS-15kW | FM - FPZ | FPZ
1580 | K11MS185 | SCL-K11 MS-18.5kW | FM - FPZ | FPZ
1581 | K11MS75 | SCL-K11 MS-7.5kW | FM - FPZ | FPZ
1582 | K11MS92 | SCL-K11 MS-9.2kW | FM - FPZ | FPZ
1583 | K11TD15 | SCL-K11 TD-15kW | FM - FPZ | FPZ
1584 | K11TD185 | SCL-K11 TD-18.5kW | FM - FPZ | FPZ
1585 | K11TS15 | SCL-K11 TS-15kW | FM - FPZ | FPZ
1586 | K11TS185 | SCL-K11 TS-18.5kW | FM - FPZ | FPZ
1587 | K11TS22 | SCL-K11 TS-22kW | FM - FPZ | FPZ
1589 | K12MD11 | SCL-K12 MD-11kW | FM - FPZ | FPZ
1590 | K12MD15 | SCL-K12 MD-15kW | FM - FPZ | FPZ
1591 | K12MS11 | SCL-K12 MS-11kW | FM - FPZ | FPZ
1592 | K12MS15 | SCL-K12 MS-15kW | FM - FPZ | FPZ
1593 | K12MS185 | SCL-K12 MS-18.5kW | FM - FPZ | FPZ
1594 | K12MS92 | SCL-K12 MS-9.2kW | FM - FPZ | FPZ
1595 | K12TD185 | SCL-K12 TD-18.5kW | FM - FPZ | FPZ
1598 | K75MS4 | SCL-K75 MS-4kW | FM - FPZ | FPZ
1599 | K75MS55 | SCL-K75 MS-5.5kW | FM - FPZ | FPZ
1600 | K75MS75 | SCL-K75 MS-7.5kW | FM - FPZ | FPZ
2291 | SCB0820-1.3kW-M | Side Channel Blower - 1.3kW-M - 1 1/2 - 230V | FM - FPZ | FPZ
2349 | SCL-R20MD-0.75kW-400V | SCL R20MD 0.75kW 400V BLOWER | FM - FPZ | FPZ
2389 | SR30MD000024 | SCL R30-MD MOR M.E 1.5KW 1Ph 220V | FM - FPZ | FPZ
2390 | SR30MD000069 | SCL R30-MD MOR EU M.E 1.5KW 3Ph 380V | FM - FPZ | FPZ
2395 | SR40MD00+0006 | SCL R40MD | FM - FPZ | FPZ
2461 | VLA3 & RV3 | VLA3 or RV3 - 1' | FM - FPZ | FPZ
2466 | VRL6 | VRL6 - 2' | FM - FPZ | FPZ
2467 | VRL8 | VRL8 - 3' | FM - FPZ | FPZ
2468 | VRL9 | VRL9 - 4' | FM - FPZ | FPZ

## ostberg
COUNT NO. | Code | Description | Category | Supplier | QTY_ 06/11/2025 | Qty on Hand | Min Req | On order | Stock To Order
871 | 7000034 | CDC 100 - 7000034 - CDC 100C | FM - OSTBERG | OSTBERG |  | 6
872 | 7000037 | CDC 125 - 7000037 - CDC 125C | FM - OSTBERG | OSTBERG |  | -8
873 | 7000043 | CDC 150 - 7000043 - CDC 150C | FM - OSTBERG | OSTBERG |  | 0
874 | 7000048 | CDC 160 - 7000048 - CDC160B | FM - OSTBERG | OSTBERG |  | 3
875 | 7000053 | CDC 200/0.8 - 7000053 - CDC200A | FM - OSTBERG | OSTBERG |  | 3
876 | 7000057 | CDC 200/0.8 - 7000057 - CDC200B | FM - OSTBERG | OSTBERG |  | 0
877 | 7000059 | CDC 250 - 7000059 - CDC250C | FM - OSTBERG | OSTBERG |  | 0
878 | 7000067 | CDC315 - 7000067 - CDC315B | FM - OSTBERG | OSTBERG |  | 2
879 | 7000072 | CDC315 - 7000072 - CDC315C | FM - OSTBERG | OSTBERG |  | 5
880 | 7000073 | LT6 - 6Amps | FM - OSTBERG | OSTBERG |  | 6
881 | 7000074 | LT10 - 10 Amps | FM - OSTBERG | OSTBERG |  | 21
1212 | D100027 | CDC 125A | FM - OSTBERG | OSTBERG |  | 15
1213 | D100028 | CDC 150B | FM - OSTBERG | OSTBERG |  | 5