## ItemListingReport
Code | Description | Category | Count (02/12/2025 - 03/12/2025) | On Order | Min | Re Order QTY
.30 Duct | 300mm Diameter-10 meter Long |  | 0 | 0
0.2543PM | 0.25kW 4P 380V Pad Mount Motor |  | 0 | 0
0.3723PM | 0.37kW 2P 380V Pad Mount Motor |  | 5 | 0
0.3741PM | 0.37KW 4P 220V Pad Mount Motor |  | 0 | 0
0.3743PM | 0.37kW 4P 380V Pad Mount Motor |  | 5 | 0
0.3763PM | 0.37kW 6P 380V Pad Mount Motor |  | 0 | 0
0.5523PM | 0.55kW 2P 380V Pad Mount Motor |  | 0 | 0
0.552P | 0.55Kw 2P 380V Pad Motor |  | 0 | 0
0.5543PM | 0.55kW 4P 380V Pad Mount Motor |  | 6 | 0
0.5563PM | 0.55kW 6P 380V Pad Mount Motor |  | 0 | 0
0.7523PM | 0.75kW 2P 380V Pad Mount Motor |  | 0 | 0
0.752P | 0.75Kw 2Pole 380V Pad Mount |  | 0 | 0
0.7541FM | 0.75Kw 220v Foot Mount |  | 0 | 0
0.7543PM | 0.75kW 4P 380V Pad Mount Motor |  | 3 | 0
0.7563PM | 0.75kW 6P 380V Pad Mount Motor |  | 0 | 0
0.75kW VSD | Variable Speed Controller |  | 0 | 0
10 | SPARE MOTOR - TIRACAMINO - Vortice Spare Motor for Tiracamino 0.12kW 4P 230V |  | 0 | 0
8 | Majax-2 800 32-E-8 Belt drive c/w 4.0kw 4P 1150rpm 380V | FM - DONKIN | 0 | 0
9 | HVF/75N c/w 0.24kW 750mm 220V |  | 0 | 0
2880 | PRA LOCKNUT BRASS No 0 & 1 - M20 |  | 0 | 0
1 IP 65 | Change IP Rating - Motor Size 90Watts 2Pole 380V to IP 65 |  | 0 | 0
1.1.2Pad | 1.1Kw 2P 380V Pad Mount Motor |  | 0 | 0
1.123PM | 1.1kW 2P 380V Pad Mount Motor |  | 2 | 0
1.143FM | 1.1kW 4P 400V B3 QL3 |  | 0 | 0
1.143PM | 1.1kW 4P 380V Pad Mount Motor |  | 0 | 0
1.163PM | 1.1kW 6P 380V Pad Mount Motor |  | 0 | 0
1.5 kW 4Pole | 380V VSD |  | 0 | 0
1.523PM | 1.5kW 2P 380V Pad Mount Motor |  | 0 | 0
1.543PM | 1.5kW 4P 380V Pad Mount Motor |  | 2 | 0
1.563PM | 1.5kW 6P 380V Pad Mount Motor |  | 0 | 0
1.583PM | 1.5KW 8P 380V Pad Mount Motor |  | 0 | 0
100/112 FR 27.8 | 100/112 Motor Frame - 27.8 mm OD Spacer |  | 0 | 0
1000 HDG | 1000SC 1000mm Diam HDG Screen |  | 0 | 0
1000 ICS | Majax Inlet Cone & Screen | FM - DONKIN | 0 | 0
1000 IMP | Impeller 1000Dia |  | 0 | 0
1000 LS | Louvre Shutter |  | 0 | 0
1000 SIL | Inlet Silencer 1000 1.5D (1000mm Diameter to reduce noise on the dischargeside) |  | 0 | 0
1000 X 500 MM | Sand Trap Air Louver |  | 0 | 0
10000000 | Impeller 0560mm 'B' 250A14PR19mm 080Frame |  | 0 | 0
10000005 | SILENTBLOCKS FOR THT-125-4/8T/6-27-F300 400V |  | 0 | 0
1000002 | Monthly Retainer - March 2025 |  | 0 | 0
1000005 | TURBINA CMP 616 14 LG (Impeller for CMP616-2T-0.75 230/400V) | FM - SODECA | 0 | 0
1000005 | FILTER F7 - REPLACEMENT FOR CJK/FILTER/EC-500-F7+9 |  | 0 | 0
1000012 | HCD 20 4M | FM - SODECA | 20 | 0
1000013 | HCD 25 4M | FM - SODECA | 0 | 0
1000013 | HCD-30-4M 230V. 50/60Hz |  | 21 | 0
1000015 | HCD 30 4M | FM - SODECA | 0 | 0
1000016 | HCD 35 4M | FM - SODECA | 1 | 0
1000039 | HCT-25-2M/PL | FM - SODECA | 8 | 0
1000040 | HCT-25-2T/PL | FM - SODECA | 6 | 0
1000043 | HCT-25-4M/PL | FM - SODECA | 8 | 0
1000044 | HCT-25-4T/PL | FM - SODECA | 3 | 0
1000046 | HCT-31-2M/PL | FM - SODECA | 8 | 0
1000047 | HCT-31-2T/PL | FM - SODECA | 4 | 0
1000049 | HCT-31-4M/PL | FM - SODECA | 6 | 0
100005 | SILENT BLOCK THT-90-4T-5.5-14-F-300 |  | 0 | 0
1000050 | HCT-31-4T/PL | FM - SODECA | 0 | 0
1000051 | HCT-35-2M/PL | FM - SODECA | 1 | 0
1000052 | HCT-35-2T/PL | FM - SODECA | 0 | 0
1000054 | HCT-35-4M/PL | FM - SODECA | 0 | 0
1000055 | HCT-35-4T/PL | FM - SODECA | 0 | 0
1000BDD | Back Draft Demper |  | 0 | 0
1000CF | 1000 Diam Counter Flange | FM - DONKIN | 0 | 0
1000FC | 1000 Diam Flexible Connection | FM - DONKIN | 0 | 0
1000HVJ-2S | 1000 Diam Vertical Discharge Unit | FM - DONKIN | 0 | 0
1000HVJ-2SB | 1000 Diam Vertical Discharge BASE | FM - DONKIN | 0 | 0
1000IC | Majax Inlet Cone | FM - DONKIN | 0 | 0
1000ILC | Majax-2 Inlet Cone Screen | FM - DONKIN | 0 | 0
1000MBP09 | 1-0350-240 P09 - 1000 Motor Bracket |  | 0 | 0
1000MF | 1000 Diam Mounting Feet | FM - DONKIN | 3 | 0
1000S1.0D | 1000 Diam Silencer 1.0D | FM - DONKIN | 0 | 0
1000S1.0DP | 1000 Diam Silencer 1.0D Podded | FM - DONKIN | 0 | 0
1000S1.5D | 1000 Diam Silencer 1.5D | FM - DONKIN | 0 | 0
1000S1.5DP | 1000 Diam Silencer 1.5D Podded | FM - DONKIN | 0 | 0
1000S2.0D | 1000 Diam Silencer 2.0D | FM - DONKIN | 0 | 0
1000S2.0DP | 1000 Diam Silencer 2.0D Podded | FM - DONKIN | 0 | 0
1000SAP | 1000mm Diam podded silencer 1400 Long |  | 0 | 0
1000SM1.0D | 1000 Diam Melinex Silencer 1.0D | FM - DONKIN | 0 | 0
1000SM1.0DP | 1000 Diam Melinex Silencer 1.0D Podded | FM - DONKIN | 0 | 0
1000SM1.5D | 1000 Diam Melinex Silencer 1.5D | FM - DONKIN | 0 | 0
1000SM1.5DP | 1000 Diam Melinex Silencer 1.5D Podded | FM - DONKIN | 0 | 0
1000SM2.0D | 1000 Diam Melinex Silencer 2.0D | FM - DONKIN | 0 | 0
1000SM2.0DP | 1000 Diam Melinex Silencer 2.0D Podded | FM - DONKIN | 0 | 0
1002948 | HCT-40-4T-0.33/PL | FM - SODECA | 0 | 0
1005876 | HTM-45-4M | FM - SODECA | 0 | 0
1005877 | HTM-45-4T | FM - SODECA | 4 | 0
1005878 | HTM-56-4M | FM - SODECA | 0 | 0
1005879 | HTM-56-4T | FM - SODECA | 0 | 0
1005880 | HTM-63-4T IE3 | FM - SODECA | 0 | 0
1006313 | HCDF-31-4T / ATEX / EXII2G Ex d | FM - SODECA | 0 | 0
1006315 | HCDF 35 - 4T - Flameproof | FM - SODECA | 0 | 0
1006317 | HCDF 40 - 4T - Flameproof | FM - SODECA | 0 | 0
1006319 | HCDF 45 - 4T - Flameproof | FM - SODECA | 0 | 0
1006321 | HCDF 50 - 4T - Flameproof | FM - SODECA | 0 | 0
1006323 | HCDF 56 - 4T - Flameproof | FM - SODECA | 2 | 0
1006386 | HT-80-4T 230/400V. IE3 |  | 0 | 0
1006628 | R/THT-90-1 |  | 0 | 0
1006661 | B-125 |  | 0 | 0
1006663 | B-150 |  | 0 | 0
1006732 | BTUB-900 |  | 0 | 0
1006734 | BTUB-1250 |  | 0 | 0
1006880 | PS-125/20CV |  | 0 | 0
1006889 | PS-90 |  | 0 | 0
1006891 | RT-125 |  | 0 | 0
1006904 | RT-90 |  | 0 | 0
1006974 | RPA-20 |  | 0 | 0
1007130 | BAC-900 |  | 0 | 0
1007132 | BAC - 1250 |  | 0 | 0
1007138 | ACE - 125 |  | 0 | 0
1007140 | ACE-150 |  | 0 | 0
1007195 | VSD3/A-RFT-10 |  | 0 | 0
1007207 | VSD3/ARFT-30 |  | 0 | 0
1007213 | VSD3/A-RFT-7.5 |  | 0 | 0
1007372 | SC-900/1200 |  | 0 | 0
1007376 | SR-1800/1200/1200 |  | 0 | 0
1007442 | BIC - 254 |  | 0 | 0
1007944 | CPV 1020 4T | FM - SODECA | 0 | 3
1007947 | CPV 1325 4T | FM - SODECA | 0 | 2
1007957 | CPV 1020 2TIE3 | FM - SODECA | 0 | 0
1007960 | CPV 1325 2TIE3 | FM - SODECA | 2 | 0
1007964 | CPV-1630-4T IE3 | FM - SODECA | 0 | 0
1007971 | CPV -1942-4T-10 IE3 | FM - SODECA | 0 | 0
1008005 | CPV-1020-4T/ATEX/EXII2G Ex d | FM - SODECA | 0 | 0
1008010 | CPV-1020-2T/ATEX/EXII2G Ex d | FM - SODECA | 0 | 0
1008215 | CJDXR-315-1 230/400V. IE3 | FM - SODECA | 0 | 0
1008225 | CJDXR-355-1.5 230/400V IE3 | FM - SODECA | 0 | 0
1008226 | CJDXR-400-3 230/400V. IE3 | FM - SODECA | 0 | 0
1008234 | CJDXR-400-3 230/400V. IE3 | FM - SODECA | 0 | 0
1008235 | CJDXR-400-4 230/400V. IE3 | FM - SODECA | 0 | 0
1008243 | CJDXR-450-4 230/400V. IE3 | FM - SODECA | 0 | 0
1008843 | CMA-218-2M | FM - SODECA | 12 | 0
1008844 | CMA-218-2T | FM - SODECA | 7 | 11
1008847 | CMA-324-2M | FM - SODECA | 8 | 0
1008849 | CMA-324-2T | FM - SODECA | 7 | 0
1008851 | CMA-325-2M | FM - SODECA | 0 | 11
1008852 | CMA-325-2T | FM - SODECA | 5 | 11
1008854 | CMA-426-2M | FM - SODECA | 6 | 6
1008856 | CMA-426-2T | FM - SODECA | 9 | 0
1008860 | CMA-527-2M | FM - SODECA | 2 | 0
1008861 | CMA-527-2T | FM - SODECA | 5 | 0
1008864 | CMA-528-2M - 1.5 | FM - SODECA | 4 | 0
1008867 | CMA-531-2M-2 | FM - SODECA | 0 | 0
1008870 | CMA-528-2T-1.5 IE3 | FM - SODECA | 3 | 0
1008871 | CMA-528-2T-1 IE3 | FM - SODECA | 0 | 0
1008873 | CMA-531-2T-1.5 IE3 | FM - SODECA | 2 | 0
1008874 | CMA-531-2T-2 IE3 | FM - SODECA | 3 | 0
1008875 | CMA-531-2T-3 IE3 | FM - SODECA | 2 | 0
1008876 | CMA-545-2T-4 c/w 3.0KW 2P 400V | FM - SODECA | 0 | 0
1008985 | CMAT 531-2T | FM - SODECA | 0 | 0
1009166 | CBD-2828-4M 3/4/HE | FM - SODECA | 0 | 11
100T300 | 100 Diam Tube Silencer 300L | FM - DONKIN | 0 | 0
100T600 | 100 Diam Tube Silencer 600L | FM - DONKIN | 9 | 0
1010396 | CAM 540 2T | FM - SODECA | 3 | 0
1010401 | CAM 545 2T 4 c/w 3.0kw 2P 400V | FM - SODECA | 2 | 0
1010405 | CAM 550-2T-5.5 230/400V. IE3 |  | 2 | 0
1010407 | CAM 550 2T 7.5 | FM - SODECA | 0 | 0
1010410 | CAM 752-2T-7.5 c/w 5.5kW 400/690v IE3 |  | 0 | 0
1010521 | AT 10/10 SC - Single Unit | FM - NICOTRA | 9 | 0
1010522 | AT 10/10 SC2 - Double Unit | FM - NICOTRA | 4 | 0
1010596 | CAS 254 - 2T - 3 | FM - SODECA | 1 | 0
1010606 | CAS 463 - 2T - 7.5 | FM - SODECA | 1 | 0
1010817 | CAS-463-2T-5.5/TODO INOX-304 380V. 60Hz |  | 0 | 0
1010818 | CAS-463-2T-5.5/TODO INOX-304/ATEX/2G Ex eb 380V 60Hz |  | 0 | 0
1011200 | CAS 863 - 2T | FM - SODECA | 0 | 0
1012-2010-A | SQUARE COMBINATION SET 4PC DASQUA |  | 0 | 0
1012391 | CMP 38 2M | FM - SODECA | 0 | 0
1012392 | CMP-38-2M/E 230V |  | 0 | 0
1012398 | CMP 512 2M | FM - SODECA | 12 | 0
1012411 | CMP 512 2T | FM - SODECA | 19 | 0
1012446 | CMP 514 2M | FM - SODECA | 9 | 12
1012461 | CMP 514 2T | FM - SODECA | 18 | 0
1012504 | CMP 616 2M | FM - SODECA | 10 | 0
1012516 | CMP 616 2T | FM - SODECA | 14 | 0
1012571 | CMP 718 2M | FM - SODECA | 5 | 0
1012594 | CMP 820 2M | FM - SODECA | 5 | 0
1012607 | CMP 820 4T | FM - SODECA | 5 | 0
1012658 | CMP 718 2T | FM - SODECA | 11 | 0
1012671 | CMP 820 2T | FM - SODECA | 4 | 0
1012695 | CMP 1025 2T 3 | FM - SODECA | 0 | 0
1012714 | CMP1128 2T 4 |  | 0 | 0
1014656 | CMRG-1240-4T 230/400V IE3 |  | 0 | 0
1016608 | HEP-25-2T/H 220-240/380-415V |  | 0 | 0
1016620 | HEP-35-2M/H |  | 0 | 0
1017052 | HC-25-2M/H | FM - SODECA | 2 | 0
1017059 | HC-25-2T/H | FM - SODECA | 0 | 0
1017069 | HC-25-4M/H | FM - SODECA | 2 (3*) | 0
1017074 | HC-25-4T/H | FM - SODECA | 0 | 0
1017082 | HC-31-2M/H | FM - SODECA | 1 | 0
1017086 | HC-31-2T/H | FM - SODECA | 0 | 0
1017097 | HC-31-4M/H | FM - SODECA | 0 | 0
1017099 | HC-31-4T/H | FM - SODECA | 4 | 0
1017103 | HC-35-2T/H | FM - SODECA | 0 | 0
1017106 | HC-35-4M/H | FM - SODECA | 0 | 0
1017112 | HC-35-4T/H | FM - SODECA | 0 | 0
1017125 | HC-40-4M/H | FM - SODECA | 0 | 0
1017127 | HC-40-4T/H | FM - SODECA | 0 | 0
1017129 | HC-40-6M/H | FM - SODECA | 0 | 0
1017130 | HC-40-6T/H | FM - SODECA | 2 | 0
1017131 | HC-45-4M/H | FM - SODECA | 2 | 0
1017134 | HC-45-4T/H | FM - SODECA | 0 | 0
1017138 | HC-45-6M/H | FM - SODECA | 0 | 0
1017139 | HC-45-6T/H | FM - SODECA | 0 | 0
1017140 | HC-50-4M/H | FM - SODECA | 0 | 0
1017142 | HC-50-4T/H | FM - SODECA | 0 | 0
1017147 | HC-50-6M/H | FM - SODECA | 0 | 0
1017148 | HC-50-6T/H | FM - SODECA | 0 | 0
1017154 | HC-56-6M/H | FM - SODECA | 0 | 0
1017155 | HC-56-6T/H | FM - SODECA | 0 | 0
1017159 | HC-63-6M/H | FM - SODECA | 0 | 0
1017160 | HC-63-6T/H | FM - SODECA | 0 | 0
1017177 | HC-56-4T/H IE3 | FM - SODECA | 0 | 0
1017179 | HC-63-4T/H IE3 | FM - SODECA | 3 | 0
1017181 | HC-71-4T/H IE3 |  | 0 | 0
1017315 | HC-63-4T/H/ATEX/2G Ex db 380V. 60Hz |  | 0 | 0
1020807 | CI-100-4/8T-F-400 400V |  | 0 | 0
1023613 | PV-90 |  | 0 | 0
1023615 | PV-125 |  | 0 | 0
1023775 | CJACUS/C-2 |  | 0 | 0
1024046 | FMC-C-501 |  | 0 | 0
1024050 | FM-DP500 |  | 0 | 0
1024172 | MTP |  | 0 | 0
1027474 | CJBR-1850-4T 230/400V. IE3 |  | 0 | 0
1028473 | SV-250/L 230V. 50/60Hz. |  | 0 | 0
1028479 | SV-400/H 230V. 50/60Hz. |  | 0 | 0
1028560 | HCT-35-4T/ATEX/2G Ex db 230/400V | FM - SODECA | 0 | 0
1028561 | HCT-40-2T-1.5/ATEX/2G Ex db 230/400V | FM - SODECA | 0 | 0
1028566 | HCT-50-4T-0.75/ATEX/2G Ex db 230/400V | FM - SODECA | 0 | 0
1028584 | HCT-71-4T-3/ATEX/2G Ex db 230/400V | FM - SODECA | 0 | 0
1028591 | HCT-80-4T-5.5/ATEX/2G Ex db 230/400V |  | 0 | 0
1029359 | CMP-616-4T/ATEX/2G Ex db 230/400V | FM - SODECA | 0 | 0
1030730 | TUB-200 |  | 0 | 0
1030731 | TUB-225 |  | 0 | 0
1030732 | TUB-250 |  | 0 | 0
1034783 | NEOLINEO-125/V |  | 0 | 26
1034784 | NEOLINEO-150/V | FM - SODECA | 0 | 26
1034786 | NEOLINEO-200/V | FM - SODECA | 0 | 26
1034787 | NEOLINEO-250/V | FM - SODECA | 0 | 26
1034788 | NEOLINEO-315/V | FM - SODECA | 10 | 11
1054558 | CAM 752-2T-10 c/w 7.5kW 400/690v IE3 |  | 0 | 0
1054591 | CAM-760-2T-15/E |  | 0 | 0
1054601 | CAM-880-2T-40 |  | 0 | 0
1064 Laser Head | Jewellery Laser head |  | 0 | 0
1064128 | HTP-125-4T-75 c/w 55kW 4Pole 400V |  | 0 | 0
1064263 | HCT-100-4T-15/AL 400/690V. IE3 |  | 0 | 0
106X3SPA | PULLEY FRICTION BELT V-WEDGE 3 GROOVE SPA 1610 TAPER 106MM FENNER |  | 0 | 0
1100999 | Rental Sharp BP 30C25 Copier |  | 0 | 0
1100SAP | 1100mm Diam podded silencer 1400 Long |  | 0 | 0
1105306 | CMP-1128-2T-5.5/S/PIE RD 230/400V. IE3 | FM - SODECA | 0 | 0
1105922 | CJFILTER/REC-600X900-450-CA |  | 0 | 0
11100 | MG 100/4 LL | FM - VORTICE | 0 | 0
11101 | MG 100/4 LL T | FM - VORTICE | 0 | 0
11102 | MG 120/5 LL | FM - VORTICE | 0 | 0
11103 | MG 120/5 LL T | FM - VORTICE | 14 | 0
11104 | MG 150/6 LL | FM - VORTICE | 5 | 0
11105 | MG 150/6 LL T | FM - VORTICE | 0 | 0
11106 | MGK 100/4 LL | FM - VORTICE | 0 | 0
11110 | MG 90/3,5 | FM - VORTICE | 0 | 0
11116 | MG 120/5 | FM - VORTICE | 1 | 0
11117 | MG 150/6 | FM - VORTICE | 0 | 0
11123 | MF 100 | FM - VORTICE | 89 | 0
11124 | MF 120 | FM - VORTICE | 92 | 0
11125 | MF 150 | FM - VORTICE | 56 | 0
11127 | MF 100T | FM - VORTICE | 5 | 0
11128 | MF 120 T | FM - VORTICE | 29 | 0
11129 | MF 150T | FM - VORTICE | 0 | 0
11131 | MF 100 LL | FM - VORTICE | 48 | 0
11132 | MF 120 LL | FM - VORTICE | 57 | 0
11133 | MF 150 LL | FM - VORTICE | 0 | 0
11135 | MF 100 T LL | FM - VORTICE | 8 | 0
11136 | MF 120 T LL | FM - VORTICE | 27 | 0
11137 | MF 150 T LL | FM - VORTICE | 0 | 0
11145 | MFO 100/4 | FM - VORTICE | 25 | 0
11146 | MFO 120/5 | FM - VORTICE | 0 | 0
11147 | MFO 120/5 | FM - VORTICE | 28 | 0
1115991 | VSD3/A-RFT-40-IP55 |  | 0 | 0
11187 | MF 150/6 PIRLL | FM - VORTICE | 3 | 0
112 TBLOCK AL F | BMG MOTORLINE SPARES |  | 0 | 0
11201 | M 100 / 4 | FM - VORTICE | 22 | 0
11202 | M100/4 | FM - VORTICE | 42 | 0
11211 | M 100 / 4 T | FM - VORTICE | 0 | 0
11212 | M 100 / 4 T LL | FM - VORTICE | 36 | 0
11221 | M 100 / 4 A | FM - VORTICE | 0 | 0
11222 | M 100 / 4 A LL | FM - VORTICE | 0 | 0
112525 | 11Kw 2P 525V motor to suit 630 Fans |  | 0 | 0
11260 | ME 100 / 4 LL | FM - VORTICE | 0 | 0
1126467 | THT/CL-125-4/8T/6-20-F-300 400V. |  | 0 | 0
1126491 | THT/CL-125-4T/6-25-F-300 400/690V. IE3 |  | 0 | 0
1126734 | THT/CL-90-4T-10-F-300 IE3 |  | 0 | 0
11270 | ME 120/5 LL | FM - VORTICE | 12 | 0
11274 | M 120 / 5 T LL | FM - VORTICE | 0 | 0
112X3SPA | PULLEY FRICTION BELT V-WEDGE 3 GROOVE SPA 2012 TAPER 112MM FENNER |  | 0 | 0
11301 | M 120 / 5 | FM - VORTICE | 57 | 0
11302 | M 120 / 5 LL | FM - VORTICE | 28 | 0
11311 | M 120 / 5 T | FM - VORTICE | 20 | 0
11313 | MEX 100/4 LL 1S | FM - VORTICE | 14 | 0
11314 | MEX 100/4 1S LLT | FM - VORTICE | 19 | 0
11321 | M 120 / 5 A | FM - VORTICE | 0 | 0
11322 | M 120 / 5 A LL | FM - VORTICE | 18 | 0
11333 | MEX 120/5 LL IS | FM - VORTICE | 0 | 0
11334 | MEX 120/5 1S LLT | FM - VORTICE | 2 | 0
1139111 | THT-90-4T-5.5-14-F-300 |  | 0 | 0
1139474 | THT/CL-71-4T-3-F-300 230/400V. IE3 |  | 0 | 0
1139862 | HTMV-125-4T/9-40/380V. 60Hz. IE3 |  | 0 | 0
11401 | M 150 / 6 | FM - VORTICE | 23 | 0
1140155 | HTMV-90-4T-7.5/ATEX/2G Ex db 380V. 60Hz |  | 0 | 0
11402 | M 150 / 6 LL | FM - VORTICE | 18 | 0
11411 | M 150 / 6 T | FM - VORTICE | 0 | 0
11412 | M 150 / 6 T LL | FM - VORTICE | 0 | 0
11421 | M 150 / 6 A | FM - VORTICE | 0 | 0
11422 | M 150 / 6 A LL | FM - VORTICE | 0 | 0
1143PM | 11KW 4 POLE 380V Pad Mount Motor |  | 0 | 0
11741 | M120/5 P | FM - VORTICE | 10 | 0
118X2SPA. | PULLEY FRICTION BELT V-WEDGE 2 GROOVESPA 1610 TAPER 118MM FENNER |  | 0 | 0
118X3SPA | PULLEY FRICTION BELT V-WEDGE 3 GROOVE SPA 2012 TAPER 118MM FENNER |  | 0 | 0
11944 | VORT QUADRO MEDIO | FM - VORTICE | 0 | 0
11952 | VORT QUADRO SUPER | FM - VORTICE | 0 | 0
11967 | VORT PRESS 110 LL | FM - VORTICE | 0 | 0
11968 | Vort Press 110 ( surface mount ) | FM - VORTICE | 0 | 0
11971 | Vort Press 140 ( built-in ) | FM - VORTICE | 0 | 0
1200000 | Insurance |  | 0 | 0
1200SAP | 1200mm Diam podded silencer 1400 Long |  | 0 | 0
12017 | MICRO 100 I | FM - VORTICE | 0 | 0
12018 | MICRO 100 I T | FM - VORTICE | 0 | 0
12020 | MEDIO I | FM - VORTICE | 0 | 0
12021 | MEDIO I T | FM - VORTICE | 0 | 0
12023 | SUPER I | FM - VORTICE | 0 | 0
12024 | SUPER I T | FM - VORTICE | 0 | 0
12045 | MICRO 100 I ES (Energy Saving) | FM - VORTICE | 0 | 0
12046 | MICRO 100 I T ES (Energy Saving) | FM - VORTICE | 0 | 0
12065 | MICRO 100 I T HCS (Humidity ctrl. System) | FM - VORTICE | 0 | 0
12066 | MEDIO I T HCS ( Humidity ctrl. system) | FM - VORTICE | 0 | 0
12067 | SUPER I T HCS (Humidity ctrl. system) | FM - VORTICE | 0 | 0
1212521 | AT 12/12 SC - Single Unit | FM - NICOTRA | 0 | 0
1212522 | AT 12/12 SC2 - Double Unit | FM - NICOTRA | 0 | 0
12412 | V 300/12 AR | FM - VORTICE | 12 | 7
12413 | V 300/12 ARI | FM - VORTICE | 24 | 0
12415 | V 300/12 AR LL S | FM - VORTICE | 0 | 0
12416 | V 300/12 ARI LL S | FM - VORTICE | 11 | 0
12451 | V 230/9 P | FM - VORTICE | 0 | 0
12452 | V 230/9 AR | FM - VORTICE | 0 | 10
12453 | V 230/9 ARI | FM - VORTICE | 30 | 0
12454 | V 230/9 P LL S | FM - VORTICE | 7 | 0
12455 | V 230/9 AR LL S | FM - VORTICE | 20 | 0
12456 | V 230/9 ARI LL S | FM - VORTICE | 13 | 0
1250CF | 1250 Diam Counter Flange | FM - DONKIN | 0 | 0
1250FC | 1250 Diam Flexible Connection | FM - DONKIN | 0 | 0
1250HVJ-2S | 1250 Diam Vertical Discharge Unit | FM - DONKIN | 0 | 0
1250HVJ-2SB | 1250 Diam Vertical Discharge BASE | FM - DONKIN | 0 | 0
1250MF | 1250 Diam Mounting Feet | FM - DONKIN | 0 | 0
1250S1.0D | 1250 Diam Silencer 1.0D | FM - DONKIN | 0 | 0
1250S1.0DP | 1250 Diam Silencer 1.0D Podded | FM - DONKIN | 0 | 0
1250S1.5D | 1250 Diam Silencer 1.5D | FM - DONKIN | 0 | 0
1250S1.5DP | 1250 Diam Silencer 1.5D Podded | FM - DONKIN | 0 | 0
1250S2.0D | 1250 Diam Silencer 2.0D | FM - DONKIN | 0 | 0
1250S2.0DP | 1250 Diam Silencer 2.0D Podded | FM - DONKIN | 0 | 0
1250SM1.0D | 1250 Diam Melinex Silencer 1.0D | FM - DONKIN | 0 | 0
1250SM1.0DP | 1250 Diam Melinex Silencer 1.0D Podded | FM - DONKIN | 0 | 0
1250SM1.5D | 1250 Diam Melinex Silencer 1.5D | FM - DONKIN | 0 | 0
1250SM1.5DP | 1250 Diam Melinex Silencer 1.5D Podded | FM - DONKIN | 0 | 0
1250SM2.0D | 1250 Diam Melinex Silencer 2.0D | FM - DONKIN | 0 | 0
1250SM2.0DP | 1250 Diam Melinex Silencer 2.0D Podded | FM - DONKIN | 0 | 0
125T300 | 125 Diam Tube Silencer 300L | FM - DONKIN | 0 | 0
125T600 | 125 Diam Tube Silencer 600L | FM - DONKIN | 4 | 0
125TTSilentM | 125 TT Silent M Fan | FM - DONKIN | 0 | 0
12611 | V 150/6 P | FM - VORTICE | 0 | 0
12612 | V 150/6 AR | FM - VORTICE | 44 | 0
12613 | V 150/6 ARI | FM - VORTICE | 19 | 0
12614 | V 150/6 P LL S | FM - VORTICE | 0 | 0
12615 | V 150/6 AR LL S | FM - VORTICE | 0 | 12
12616 | V 150/6 ARI LL S | FM - VORTICE | 10 | 0
1270510 | CUADRO MANDOS BOX SMART |  | 0 | 0
1272947 | THT/CL -125-6T/ 12-15-F-300 IE3 |  | 0 | 0
1273007 | THT/IMP-C-REV-63-2T-20-F-400 IE3 |  | 0 | 0
12740 | 30/12 ARI | FM - VORTICE | 0 | 0
1275754 | CJK/FILTER/EC-500-F7+F9 |  | 0 | 0
1280298 | DAMPER BOX SMART 71/80 |  | 0 | 0
1286836 | PS-125 20CV |  | 0 | 0
12877 | IRET INVERTER 400 2.2A | FM - VORTICE | 0 | 0
12878 | IRET INVERTER 400 3.6A | FM - VORTICE | 0 | 0
12879 | IRET INVERTER 400 5A | FM - VORTICE | 0 | 0
12880 | IRET INVERTER 400 8A | FM - VORTICE | 0 | 0
1289142 | SV/FILTER/EC- 200 F6+F8 |  | 0 | 0
12941 | CR5N Speed Controller | FM - VORTICE | 0 | 0
12943 | CR5 Speed Controller | FM - VORTICE | 10 | 0
129521 | AT 12/9 SC - Single Unit | FM - NICOTRA | 10 | 0
129522 | AT 12/9 SC2 - Double Unit | FM - NICOTRA | 0 | 0
12966 | C1.5 Speed Controller (to suit Lineo 100 to 200) | FM - VORTICE | 20 | 0
12967 | C2.5 Speed Controller (to suit Lineo 250 to 315) | FM - VORTICE | 22 | 0
12994 | PIR | FM - VORTICE | 0 | 0
12998 | PIR Sensor | FM - VORTICE | 27 | 0
12X1 THREADED ROD 8.8 ZINC BLUE 12X1 975 8.8 ZB | 12X1 THREADED ROD 8.8 ZINC BLUE 12X1 975 8.8 ZB |  | 0 | 0
13001 | KIT TE 150/6 Roof Mounting | FM - VORTICE | 4 | 0
13002 | KIT TE 230/9 Roof Mounting | FM - VORTICE | 20 | 0
13003 | KIT TE 300/12 Roof Mounting | FM - VORTICE | 0 | 0
13028 | KIT TC 230/9 | FM - VORTICE | 14 | 0
2025-11-13 | CABTYRE - 6MM X 6 LUGS 10PKT |  | 0 | 0
2025-12-13 | CABTYRE - 6MM X 8 LUGS 10PKT |  | 0 | 0
132B0100 | OPT MICRO LCP DISPLAY W/O POTENTIOM |  | 0 | 0
1352297 | SC-1250/1200 |  | 0 | 0
1353233 | KIT BOXSMART-7100 - 230V. -1D |  | 0 | 0
1353244 | KIT BOXSMART-7100 - 230V. -2D |  | 0 | 0
1355136 | HGT-125-4T/12-60 400/690V. IE3 |  | 0 | 0
1373000218 | MOTORE GM-63A4 B143F TC10 - TIRACAMINO MOTOR | FM - VORTICE | 0 | 0
13mm X 8mm | A 2100 |  | 0 | 0
1400mm | Twin Stage Fan c/w 90kw 4Pole (1400rpm) 550V motor |  | 0 | 0
1400mm BM | 1400mm Bellmouth |  | 0 | 0
1400mm Inlet | and Discharge Screen |  | 0 | 0
15000 | Tiracamino Chimney Fan for Chimney Tops | FM - VORTICE | 8 | 20
1502479 | HTMH-71-4T-4 220/380V. 60Hz IE3 |  | 0 | 0
1503634 | CA/LINE/EC-35 50/60Hz. |  | 0 | 0
150T300 | 150 Diam Tube Silencer 300L | FM - DONKIN | 0 | 0
150T600 | 150 Diam Tube Silencer 600L | FM - DONKIN | 11 | 0
150T900 | 150 Diam Tube Silencer 900L |  | 0 | 0
2025-01-15 | TI8R BLK - T18R CABLE TIES BLACK 100MMX2 |  | 0 | 0
1511521 | AT 15/11 SC - Single Unit | FM - NICOTRA | 0 | 0
1515521 | AT 15/15 SC - Single Unit | FM - NICOTRA | 9 | 0
1515522 | AT 15/15 SC2 - Double Unit | FM - NICOTRA | 0 | 0
2025-05-15 | T50R BLACK - T50R CABLE TIES BLACK 198MMX4 |  | 0 | 0
15928 | Repair CMP-1025-2T-3 ( ROS Del Note 15928) |  | 0 | 0
16 SQ MED SPRING WASHER Z/BLUE 16 7980 SS ZB | 16 SQ MED SPRING WASHER Z/BLUE 16 7980 SS ZB |  | 0 | 0
1600CF | 1600 Diam Counter Flange | FM - DONKIN | 0 | 0
1600FC | 1600 Diam Flexible Connection | FM - DONKIN | 0 | 0
1600HVJ-2S | 1600 Diam Vertical Discharge Unit | FM - DONKIN | 0 | 0
1600HVJ-2SB | 1600 Diam Vertical Discharge BASE | FM - DONKIN | 0 | 0
1600IC | 1600 Dia Inlet Cone | Accessories | 0 | 0
1600ICS | 1600 Dia Inlet Cone Screen |  | 0 | 0
1600MF | 1600 Diam Mounting Feet | FM - DONKIN | 0 | 0
1600S1.0D | 1600 Diam Silencer 1.0D | FM - DONKIN | 0 | 0
1600S1.0DP | 1600 Diam Silencer 1.0D Poded | FM - DONKIN | 0 | 0
1600S1.5D | 1600 Diam Silencer 1.5D | FM - DONKIN | 0 | 0
1600S1.5DP | 1600 Diam Silencer 1.5D Podded | FM - DONKIN | 0 | 0
1600S2.0D | 1600 Diam Silencer 2.0D | FM - DONKIN | 0 | 0
1600S2.0DP | 1600 Diam Silencer 2.0D Podded | FM - DONKIN | 0 | 0
1600SM1.0D | 1600 Diam Melinex Silencer 1.0D | FM - DONKIN | 0 | 0
1600SM1.0DP | 1600 Diam Melinex Silencer 1.0D Podded | FM - DONKIN | 0 | 0
1600SM1.5D | 1600 Diam Melinex Silencer 1.5D | FM - DONKIN | 0 | 0
1600SM1.5DP | 1600 Diam Melinex Silencer 1.5D Podded | FM - DONKIN | 0 | 0
1600SM2.0D | 1600 Diam Melinex Silencer 2.0D | FM - DONKIN | 0 | 0
1600SM2.0DP | 1600 Diam Melinex Silencer 2.0D Podded | FM - DONKIN | 0 | 0
16039 | CA 250 VO In-Line Tube Fan Plastic Casing |  | 0 | 0
1609CL | 160/9 Clamp - to suit, 14mm, 19mm, 24mm and 28mm bore hubs |  | 0 | 0
1609CL28 | 160/9 Clamp - 28mm |  | 0 | 0
1609H14 | 160/9 Hub - 14mm |  | 6 | 0
1609H19 | 160/9 Hub - 19mm |  | 6 | 0
1609H24 | 160/9 Hub - 24mm |  | 10 | 0
1609H28 | 160/9 Hub - 28mm |  | 6 | 0
160T300 | 160 Diam Tube Silencer 300L | FM - DONKIN | 0 | 0
160T600 | 160 Diam Tube Silencer 600L | FM - DONKIN | 0 | 0
160W, 230V, 4500m3/hr, 40lt | Evaporative Air Cooler | Accessories | 0 | 0
160X3SPA | PULLEY FRICTION BELT V-WEDGE 3 GROOVE SPA 2517 TAPER 160MM FENNER |  | 0 | 0
1610X28MM. | Taper Lock Bush Metric 1610 28mm FE |  | 0 | 0
1610X38MM | TAPER LOCK BUSH METRIC 1610 38MM FENNER |  | 0 | 0
16183 | CA 150 MD E RF |  | 0 | 0
16185 | CA 200 MD E RF | FM - VORTICE | 0 | 0
16702 | PRA GLD FLP TTECH SWA D/COMP NO1 M20 |  | 0 | 0
168-37 | FAS3212LF RIVET FA - 3.2MMX12MM POP RIVETS |  | 0 | 0
16X1 THREADED ROD 8 . 8 ZINC BLUE 16X1 975 8 .8 ZB | 16X1 THREADED ROD 8 . 8 ZINC BLUE 16X1 975 8 .8 ZB |  | 0 | 0
17001 | LINEO 100 VO | FM - VORTICE | 6 | 0
17004 | LINEO 160 VO | FM - VORTICE | 11 | 0
17005 | LINEO 1000 VO | FM - VORTICE | 16 | 0
17009 | LINEO 250 VO | FM - VORTICE | 0 | 0
17013 | LINEO 125 VO KIT | FM - VORTICE | 0 | 0
17021 | LINEO 100 TVO | FM - VORTICE | 28 | 0
17022 | LINEO 125 TVO | FM - VORTICE | 0 | 0
17023 | LINEO 150 TVO | FM - VORTICE | 0 | 0
17143 | LINEO 100 Q | FM - VORTICE | 0 | 0
17144 | LINEO 100 | FM - VORTICE | 0 | 0
17145 | LINEO 125 | FM - VORTICE | 15 | 0
17146 | LINEO 150 | FM - VORTICE | 5 | 8
17147 | LINEO 160 | FM - VORTICE | 11 | 0
17148 | LINEO 200 Q | FM - VORTICE | 0 | 0
17149 | LINEO 250 Q | FM - VORTICE | 0 | 0
17160 | LINEO 100 QUIET | FM - VORTICE | 17 | 0
17161 | LINEO 125 QUIET | FM - VORTICE | 16 | 0
17162 | LINEO 150 QUIET | FM - VORTICE | 20 | 0
17163 | LINEO 160 QUIET | FM - VORTICE | 0 | 0
17164 | LINEO 200 QUIET | FM - VORTICE | 0 | 8
17165 | LINEO 250 QUIET | FM - VORTICE | 0 | 20
17166 | LINEO 315 QUIET | FM - VORTICE | 0 | 0
17177 | LINEO 200 T | FM - VORTICE | 0 | 0
17180 | LINEO 200 | FM - VORTICE | 19 | 0
17181 | LINEO 250 | FM - VORTICE | 0 | 0
17182 | LINEO 315 | FM - VORTICE | 0 | 10
17184 | LINEO 100 Q T | FM - VORTICE | 0 | 0
17185 | LINEO 100 T | FM - VORTICE | 0 | 0
17186 | LINEO 125 T | FM - VORTICE | 0 | 0
17187 | LINEO 150 T | FM - VORTICE | 0 | 0
17188 | LINEO 160 T | FM - VORTICE | 0 | 0
18.5KW 4P 380V IP55 300 C/2HR | WEG SMOKEX PAD W22 MOTOR |  | 0 | 0
1813521 | AT 18/13 SC - Single Unit | FM - NICOTRA | 0 | 0
1818521 | AT 18/18 SC - Single Unit | FM - NICOTRA | 0 | 0
1818522 | AT 18/18 SC2 - Double Unit | FM - NICOTRA | 0 | 0
18INLET-CONE | 18 Inch Inlet Cone |  | 0 | 0
19220 | METAL DRY AUTOMATIC |  | 0 | 0
194832 | M10 FLAT WASHER DIN 125A ZINC BLUE (10 .5i/dx20o/dX2thk) |  | 0 | 0
194843 | M12 FLAT WASHER DIN 125A ZINC BLUE (13i/d x 24o/d x 2 .5 thk) |  | 0 | 0
194856 | M16 FLAT WASHER DIN 125A ZINC BLUE (17i/d x 30o/d X 3thk) |  | 0 | 0
194916 | M6 (6.4 X12X1.6) FLAT WASHER DIN 125A ZINC BLUE |  | 0 | 0
194925 | M8 FLAT WASHER DIN 125A ZINC BLUE (8 . 4ID*16OD*1 . 6THICK) |  | 0 | 0
2.2 kw VSD | Speed controller |  | 0 | 0
2.223PM | 2.2kW 2P 380V Pad Mount Motor |  | 0 | 0
2.243FM | 2.2kW 4P 380V Foot Mount Motor |  | 0 | 0
2.243PM | 2.2kW 4P 380V Pad Mount Motor |  | 3 | 0
2.263PM | 2.2kW 6P 380V Pad Mount Motor |  | 0 | 0
200220VSD | 220kW 220V VSD |  | 0 | 0
200486 | No10 (4.8mm)*19 PAN/HD POZI SELF TAPPER |  | 0 | 0
200LS | Louvre Shutter |  | 0 | 0
200T1200 | 200 Diam Tube Silencer 1200L |  | 0 | 0
200T300 | 200 Diam Tube Silencer 300L | FM - DONKIN | 0 | 0
200T600 | 200 Diam Tube Silencer 600L | FM - DONKIN | 16 | 0
200T900 | 200 Diam Tube Silencer 900L | FM - DONKIN | 0 | 0
2012X25MM. | TAPER LOCK BUSH METRIC 2012 25MM FENNER |  | 0 | 0
2012X38MM | TAPER LOCK BUSH METRIC 2012 38MM FENNER |  | 0 | 0
214165 | M10X25X2 FLAT WASHER Z/BLUE |  | 0 | 0
214899 | M12X30X3 FLAT WASHER Z/BLUE |  | 0 | 0
220025 | M8 . 4*20*3 FLAT WASHER Z/BLUE |  | 0 | 0
22010 | 100 Wall Fans | FM - VORTICE | 39 | 0
22020 | 120/150 Wall Fixed Grills | FM - VORTICE | 42 | 0
22131 | F 100 / 4 WINDOW KIT | FM - VORTICE | 14 | 0
22132 | F 120 / 5 WINDOW KIT | FM - VORTICE | 27 | 0
22133 | F 150 / 6 WINDOW KIT | FM - VORTICE | 17 | 0
221331 | M150/6 Spare Motor |  | 0 | 0
22154 | S 100 / 4 CEILING KIT | FM - VORTICE | 0 | 0
22155 | S 120 / 5 CEILING KIT | FM - VORTICE | 0 | 0
22156 | S 150 / 6 CEILING KIT | FM - VORTICE | 0 | 0
22165 | FG 100 FIXED GRILLE (VOR 22165) | FM - VORTICE | 0 | 0
22167 | FG 150 FIXED GRILLE (VOR 22167) | FM - VORTICE | 0 | 0
22668 | CA-FU 125 | FM - VORTICE | 0 | 0
22M16X150 | M16 X 150 HT Setscrews |  | 0 | 0
235829 | M16*120 HT HEX BOLT Z/BLUE |  | 0 | 0
237756 | M10*16 HT HEX SET SCREW Z/BLUE |  | 0 | 0
237939 | M12*20 HT HEX SET SCREW Z/BLUE 12X20 933 8.8 ZB |  | 0 | 0
237993 | M12*40 HT HEX SET SCREW Z/BLUE |  | 0 | 0
238028 | M12*60 HT HEX SET SCREW Z/BLUE |  | 0 | 0
238062 | M12*90 HT HEX SET SCREW Z/BLUE |  | 0 | 0
238152 | M16*100 HT HEX SET SCREW Z/BLUE |  | 0 | 0
238166 | M16*120 HT HEX SET SCREW Z/BLUE |  | 0 | 0
238185 | M16*150 HT HEX SET SCREW ZINC BLUE |  | 0 | 0
238307 | M16*80 HT HEX SET SCREW Z/BLUE |  | 0 | 0
239044 | M5*16 HT HEX SET SCREW Z/BLUE |  | 0 | 0
239158 | M6*25 HT HEX SET SCREW Z/BLUE |  | 0 | 0
239281 | M8*16 HT SET SCREW Z/BLUE |  | 0 | 0
241419 | M10 (10.5X20X2) DIN 125 FLAT WASHER S/S 304 - A2 |  | 0 | 0
241420 | M12 FLAT WASHER DIN 125A - (13i/dX24o/dX2.5thk) S/S 304 - A2 |  | 0 | 0
241421 | M16 (17X30X3) FLAT WASHER DIN 125A S/S 304 - A2 |  | 0 | 0
241440 | M5 FLAT WASHER DIN 125A S/S 304 - A2 -(5.3i/d X 10o/d X 1thk) |  | 0 | 0
241442 | M6 FLAT WASHER DIN 125A S/S 304 - A2 - (6.4X12.5X1.6) |  | 0 | 0
242536 | No10 (4.8mm) X 19 PAN/HD POZI SELF TAPPER - S/S 304 - A2 |  | 0 | 0
244896 | M10*25 HEX SET SCREW S/S 304 - A2 |  | 0 | 0
244949 | M12*25 HEX SET SCREW S/S A2 - 304 |  | 0 | 0
244999 | M16X120 A2 HEX SET SCREW |  | 0 | 0
245022 | M16*60 HEX SET SCREW S/S A2 - 304 |  | 0 | 0
245035 | M16*90 A2 HEX SET SCREW |  | 0 | 0
245199 | M5*16 HEX SET SCREW S/S 304 - A2 |  | 0 | 0
245232 | M6*16 A2 HEX SET SCREW |  | 0 | 0
245328 | M12 HEX NUT S/S 304 - A2 |  | 0 | 0
245333 | M16 HEX NUT S/S A2 304 |  | 0 | 0
245381 | M5 HEX NUTS S/S 304 - A2 |  | 0 | 0
245388 | M6 HEX NUT S/S 304 - A2 |  | 0 | 0
24VDC | 24VDV, KL, Plug, 119x119x38mm, Compact fan |  | 0 | 0
250 WL | Weather Louvre |  | 0 | 0
250/355 WC | Wall Cowl Galvanized |  | 0 | 0
25001 | PRA BLANKING PLUG FLP Exd 20mm |  | 0 | 0
25012CL | 250/12 Clamp - to suit, 38mm and 42mm bore hubs |  | 0 | 0
25012CL38 | 250/12 Clamp - 38mm |  | 0 | 0
25012CL42 | 250/12 Clamp - 42mm |  | 0 | 0
25012H19 | 250/12 Hub - 19mm |  | 0 | 0
25012H24 | 250/12 Hub - 24mm bore |  | 11 | 0
25012H28 | 250/12 Hub - 28mm bore |  | 1 | 6
25012H38 | 250/12 Hub - 38mm |  | 0 | 0
25012H42 | 250/12 Hub - 42mm |  | 6 | 0
250LS | Louvre Shutter |  | 0 | 0
250T1200 | 250 Diam Tube Silencer 1200L |  | 0 | 0
250T300 | 250 Diam Tube Silencer 300L | FM - DONKIN | 0 | 0
250T600 | 250 Diam Tube Silencer 600L | FM - DONKIN | 10 | 0
2517X25MM. | TAPER LOCK BUSH METRIC 2517 25MM FENNER |  | 0 | 0
2517X28MM | TAPER LOCK BUSH METRIC 2517 28MM FENNER |  | 0 | 0
2517X35MM | TAPER LOCK BUSH METRIC 2517 35MM FENNER |  | 0 | 0
255557 | Stop Start Panel - ABB |  | 0 | 0
257799 | M10 DIN 934 GRADE 8.8 HEX NUT - Satinless Steel |  | 0 | 0
257855 | M16 GR8 HEX NUT Z/BLUE |  | 0 | 0
258032 | M5 HT HEX NUT Z/BLUE |  | 0 | 0
258205 | M12 HT NYLOCK NUT |  | 0 | 0
258306 | M6 HT NYLOCK NUT |  | 0 | 0
25CA10 | Manifold Filter 5'' |  | 0 | 0
25FF10J20 | Filtro - FLANGIA DN100 - CON 2 PRESE DI PRESSIONE 1/4 GAS E TAPPI - Item Code: FF10J20 |  | 0 | 0
25FL10 | Filter FL10 |  | 0 | 0
25FM10. | FLEXIBLE SLEEVE FM 10 |  | 0 | 0
25FM8 | Flexible Sleeve FM 8 |  | 0 | 0
25MC040 | PRESSURE GAUGE 0-600 M.BAR |  | 0 | 0
25MP8 | Sleeve MP 8 with O-Ring |  | 0 | 0
25PV10950 | Valve Holder G5 INOX VRL 9 L50 |  | 0 | 0
25VC10- | NON-RETURN VALVE |  | 0 | 0
25VRL6G50 | RELIEF VALVE VRL9 GAS L50 |  | 0 | 0
25VRL9G50 | RELIEF VALVE VRL9 GAS L50 |  | 0 | 0
26016666640A | HBA 112 T6 c/w 7.5Kw 6P 525V |  | 0 | 0
26025 | DEUMIDO 10 | FM - VORTICE | 0 | 0
26027 | DEUMIDO 20 | FM - VORTICE | 0 | 0
26-29 | 4MM RED RING LUGS |  | 0 | 0
26-30 | 5MM RED RING LUGS |  | 0 | 0
267215 | M12 HEX NUT ZINC BLUE |  | 0 | 0
3 MM PLT | Bending |  | 0 | 0
300 X 300 DG | DOOR GRILLE 300/300 NS NA |  | 0 | 0
300 x 300 filter box | c/w filter, 450 x 450 weather louvre & double deflection grill |  | 0 | 0
300220VSD | 320kW 220V VSD |  | 0 | 0
300WL | Weather Louvre |  | 0 | 0
30301 | C 10/2 T ATEX II 2G/D h T3/125 X Gb/Db | FM - VORTICE | 1 | 0
30304 | C 15/2 T ATEX II 2G/D h T3/125 X Gb/Db | FM - VORTICE | 0 | 0
30305 | C 20/2 T ATEX II 2G/D h T3/125 X Gb/Db | FM - VORTICE | 0 | 0
30306 | C 25/2 T ATEX II 2G/D h T3/125 X Gb/Db | FM - VORTICE | 0 | 0
30307 | C 30/2 T ATEX II 2G/D h T3/125 X Gb/Db | FM - VORTICE | 1 | 0
30308 | C 30/4 T ATEX II 2G/D h T3/125 X Gb/Db | FM - VORTICE | 0 | 0
30309 | C 31/4 T ATEX II 2G/D h T3/125 X Gb/Db | FM - VORTICE | 1 | 0
30310 | C 35/4 T ATEX II 2G/D h T3/125 X Gb/Db | FM - VORTICE | 2 | 0
30311 | C 37/4 T ATEX II 2G/D h T3/125 X Gb/Db | FM - VORTICE | 0 | 0
30630189P16 | Majax-2 Screen | FM - DONKIN | 0 | 0
315 LS | Louvre Shutter |  | 0 | 0
315-560AVMS | 315 to 560 NDA RED ANeoprene Floor Mounts | FM - DONKIN | 0 | 0
315CF | 315 Diam Counter Flange | FM - DONKIN | 48 | 0
315FC | 315 Diam Flexible Connection | FM - DONKIN | 0 | 0
315HVJ-2S | 315 Diam Vertical Discharge Unit | FM - DONKIN | 0 | 0
315HVJ-2SB | 315 Diam Vertical Discharge BASE | FM - DONKIN | 0 | 0
315MBP01 | 1-0350-240-P01 - 315 Motor Bracket |  | 0 | 0
315MF | 315 Diam Mounting Feet | FM - DONKIN | 56 | 0
315S1.0D | 315 Diam Silencer 1.0D | FM - DONKIN | 0 | 0
315S1.0DP | 315 Diam Silencer 1.0D Podded | FM - DONKIN | 0 | 0
315S1.5D | 315 Diam Silencer 1.5D | FM - DONKIN | 0 | 0
315S1.5DP | 315 Diam Silencer 1.5D Podded | FM - DONKIN | 6 | 2 | 8
315S1.5DP600L | 315 Diam Silencer 1.5D Podded 600L | FM - DONKIN | 1 | 0
315S2.0D | 315 Diam Silencer 2.0D | FM - DONKIN | 0 | 0
315S2.0DP | 315 Diam Silencer 2.0D Podded | FM - DONKIN | 0 | 0
315SC | 315mm Dia HDG Screen |  | 0 | 0
315SM1.0D | 315 Diam Melinex Silencer 1.0D | FM - DONKIN | 0 | 0
315SM1.0DP | 315 Diam Melinex Silencer 1.0D Podded | FM - DONKIN | 0 | 0
315SM1.5D | 315 Diam Melinex Silencer 1.5D | FM - DONKIN | 0 | 0
315SM1.5DP | 315 Diam Melinex Silencer 1.5D Podded | FM - DONKIN | 0 | 0
315SM2.0D | 315 Diam Melinex Silencer 2.0D | FM - DONKIN | 0 | 0
315SM2.0DP | 315 Diam Melinex Silencer 2.0D Podded | FM - DONKIN | 0 | 0
315T300 | 315 Diam Tube Silencer 300L | FM - DONKIN | 0 | 0
315T600 | 315 Diam Tube Silencer 600L | FM - DONKIN | 29 | 0
315T900 | 315 Diam Tube Silencer 900L | FM - DONKIN | 0 | 0
320 x 280 x 80 | 220V KL Plug - 250HL0601 |  | 0 | 0
323PM | 3kW 2P 380V Pad Mount Motor |  | 0 | 0
33353 | C30/4T | FM - VORTICE | 1 | 0
33355 | C31/4T | FM - VORTICE | 1 | 0
343PM | 3kW 4P 380V Pad Mount Motor |  | 1 | 0
350 LV | Louvre Shutter |  | 0 | 0
350 x 350 filter box | c/w filter, 450 x 450 weather louvre & double deflection grill |  | 0 | 0
355CF | 355 Diam Counter Flange | FM - DONKIN | 0 | 0
355FC | 355 Diam Flexible Connection | FM - DONKIN | 0 | 0
355HVJ-2S | 355 Diam Vertical Discharge Unit | FM - DONKIN | 0 | 0
355HVJ-2SB | 355 Diam Vertical Discharge BASE | FM - DONKIN | 0 | 0
355MF | 355 Diam Mounting Feet | FM - DONKIN | 0 | 0
355S1.0D | 355 Diam Silencer 1.0D | FM - DONKIN | 0 | 0
355S1.0DP | 355 Diam Silencer 1.0D Podded | FM - DONKIN | 0 | 0
355S1.5D | 355 Diam Silencer 1.5D | FM - DONKIN | 0 | 0
355S1.5DP | 355 Diam Silencer 1.5D Podded | FM - DONKIN | 0 | 0
355S2.0D | 355 Diam Silencer 2.0D | FM - DONKIN | 0 | 0
355S2.0DP | 355 Diam Silencer 2.0D Podded | FM - DONKIN | 0 | 0
355SM1.0D | 355 Diam Melinex Silencer 1.0D | FM - DONKIN | 0 | 0
355SM1.0DP | 355 Diam Melinex Silencer 1.0D Podded | FM - DONKIN | 0 | 0
355SM1.5D | 355 Diam Melinex Silencer 1.5D | FM - DONKIN | 0 | 0
355SM1.5DP | 355 Diam Melinex Silencer 1.5D Podded | FM - DONKIN | 0 | 0
355SM2.0D | 355 Diam Melinex Silencer 2.0D | FM - DONKIN | 0 | 0
355SM2.0DP | 355 Diam Melinex Silencer 2.0D Podded | FM - DONKIN | 0 | 0
355T600. | 355 Diam Tube Silencer 600L | FM - DONKIN | 10 | 0
363PM | 3kW 6P 380V Pad Mount Motor |  | 0 | 0
380W, 230V, 800m3/hr, 75lt | Evaporative Air Cooler: 3 Speed |  | 0 | 0
3mm gal plt - Program 1 | program 1 |  | 0 | 0
3mm galv plt | Mounting feet |  | 0 | 0
3mm galv plt - Bracket | Bracket |  | 0 | 0
3mm plt - program 2 | Program 2 |  | 0 | 0
4 kW 2P 112M | 3Ph 380-400-415 Standard Efficiency IC418 - TEAO - B30L(D) |  | 0 | 0
4.03 | Ablution ventilation |  | 0 | 0
400220VSD | 420kW 220V VSD |  | 0 | 0
400BS | Bird Screen |  | 0 | 0
400C400 | 400 Casing x 400mm Long - DO NOT DRILL MOTOR AND BRACKET HOLES | FM - CFW FANS | 0 | 0
400CF | 400 Diam Counter Flange | FM - DONKIN | 42 | 0
400FC | 400 Diam Flexible Connection | FM - DONKIN | 0 | 0
400HVJ-2S | 400 Diam Vertical Discharge Unit | FM - DONKIN | 0 | 0
400HVJ-2SB | 400 Diam Vertical Discharge BASE | FM - DONKIN | 0 | 0
400MBP02 | 1-0350-240 P02 - 400 Motor Bracket |  | 0 | 0
400MF | 400 Diam Mounting Feet | FM - DONKIN | 27 | 0
400S1.0D | 400 Diam Silencer 1.0D | FM - DONKIN | 0 | 0
400S1.0DP | 400 Diam Silencer 1.0D Podded | FM - DONKIN | 0 | 0
400S1.5D | 400 Diam Silencer 1.5D | FM - DONKIN | 0 | 0
400S1.5DP | 400 Diam Silencer 1.5D Podded | FM - DONKIN | 0 | 8 | 8
400S2.0D | 400 Diam Silencer 2.0D | FM - DONKIN | 0 | 0
400S2.0DP | 400 Diam Silencer 2.0D Podded | FM - DONKIN | 0 | 0
400SC | 400 Diam Side Screen |  | 0 | 0
400SM1.0D | 400 Diam Melinex Silencer 1.0D | FM - DONKIN | 0 | 0
400SM1.0DP | 400 Diam Melinex Silencer 1.0D Podded | FM - DONKIN | 0 | 0
400SM1.5D | 400 Diam Melinex Silencer 1.5D | FM - DONKIN | 0 | 0
400SM1.5DP | 400 Diam Melinex Silencer 1.5D Podded | FM - DONKIN | 0 | 0
400SM2.0D | 400 Diam Melinex Silencer 2.0D | FM - DONKIN | 0 | 0
400SM2.0DP | 400 Diam Melinex Silencer 2.0D Podded | FM - DONKIN | 0 | 0
400WL | Weather Louvre |  | 0 | 0
400X400WL | Weather Louvre NS |  | 0 | 0
40301 | E 254 M ATEX II 2G/D h T3/125 X Gb/Db | FM - VORTICE | 0 | 0
40302 | E 304 M ATEX II 2G/D h T3/125 X Gb/Db | FM - VORTICE | 1 | 0
40304 | E 354 M ATEX II 2G/D h T3/125 X Gb/Db | FM - VORTICE | 0 | 0
40306 | E 404 M ATEX II 2G/D h T3/125 X Gb/Db | FM - VORTICE | 0 | 0
40308 | E 454 M ATEX II 2G/D h T3/125 X Gb/Db | FM - VORTICE | 0 | 0
40309 | E 254 T ATEX II 2G/D h T3/125 X Gb/Db | FM - VORTICE | 1 | 0
40310 | E 304 T ATEX II 2G/D h T3/125 X Gb/Db | FM - VORTICE | 2 | 0
40313 | E 354 T ATEX II 2G/D h T3/125 X Gb/Db | FM - VORTICE | 0 | 0
40314 | E404 T ATEX | FM - VORTICE | 0 | 0
40315 | E 454 T ATEX II 2G/D h T3/125 X Gb/Db | FM - VORTICE | 0 | 0
40316 | E 504 T ATEX II 2G/D h T3/125 X Gb/Db | FM - VORTICE | 0 | 0
40317 | E 604 T ATEX II 2G/D h T3/125 X Gb/Db | FM - VORTICE | 0 | 0
4032+0037 | SPARE MOTOR SIZE 90 - 2.2kW 2 POLI - 230V-50Hz SINGLE-PHASE -CL.F TROP. IP55 + PTO |  | 0 | 0
40322 | E 354 M ATEX II 2G/D h T3/125 X Gb/Db |  | 1 | 0
40324 | E 454 M ATEX II 2G/D h T3/125 X Gb/Db |  | 0 | 0
40329 | E 454 T ATEX II 2G/D h T3/125 X Gb/Db |  | 0 | 0
42116 | BD 12/12 T6 1.1KW 251520160 |  | 0 | 0
42227 | A-E 304 T | FM - VORTICE | 0 | 0
42259 | A-E 354 T | FM - VORTICE | 0 | 0
423PM | 4kW 2P 380V Pad Mount Motor |  | 0 | 0
44.13.0010 | Round Terminal Block |  | 0 | 0
443FM | 4KW 4 D112 ALU Foot 400V IE1 SN: |  | 0 | 0
443PM | 4kW 4P 380V Pad Mount Motor |  | 1 | 0
450CF | 450 Diam Counter Flange | FM - DONKIN | 0 | 0
450FC | 450 Diam Flexible Connection | FM - DONKIN | 0 | 0
450HVJ-2S | 450 Diam Vertical Discharge Unit | FM - DONKIN | 0 | 0
450HVJ-2SB | 450 Diam Vertical Discharge BASE | FM - DONKIN | 0 | 0
450MF | 450 Diam Mounting Feet | FM - DONKIN | 0 | 0
450S1.0D | 450 Diam Silencer 1.0D | FM - DONKIN | 0 | 0
450S1.0DP | 450 Diam Silencer 1.0D Podded | FM - DONKIN | 0 | 0
450S1.5D | 450 Diam Silencer 1.5D | FM - DONKIN | 0 | 0
450S1.5DP | 450 Diam Silencer 1.5D Podded | FM - DONKIN | 0 | 0
450S2.0D | 450 Diam Silencer 2.0D | FM - DONKIN | 0 | 0
450S2.0DP | 450 Diam Silencer 2.0D Podded | FM - DONKIN | 0 | 0
450SM1.0D | 450 Diam Melinex Silencer 1.0D | FM - DONKIN | 0 | 0
450SM1.0DP | 450 Diam Melinex Silencer 1.0D Podded | FM - DONKIN | 0 | 0
450SM1.5D | 450 Diam Melinex Silencer 1.5D | FM - DONKIN | 0 | 0
450SM1.5DP | 450 Diam Melinex Silencer 1.5D Podded | FM - DONKIN | 0 | 0
450SM2.0D | 450 Diam Melinex Silencer 2.0D | FM - DONKIN | 0 | 0
450SM2.0DP | 450 Diam Melinex Silencer 2.0D Podded | FM - DONKIN | 0 | 0
46000 | PRA GLAND FLP Exde BRASS CPR N0S M20 |  | 0 | 0
463PM | 4kW 6P 380V Pad Mount Motor |  | 0 | 0
480CF | Counter Flanges |  | 0 | 0
480MF | Mounting Feet |  | 0 | 0
49111090 | CATALOGO |  | 0 | 0
4mm Grub Screw | 4mm Grub Screw |  | 0 | 0
4mm plt | 1000 Flanges Special request |  | 0 | 0
5.523FM | 5.5KW 2P 400V FOOT MOUNT MOTOR |  | 0 | 0
5.523PM | 5.5 kW 2P 380V Pad Mount Motor |  | 0 | 0
5.543PM | 5.5kW 4P 380V Pad Mount Motor |  | 1 | 0
5.563PM | 5.5kW 6P 380V Pad Mount Motor |  | 0 | 0
50 duct | 500mm 5meter |  | 0 | 0
500 SC | 500 Diam Side Screen (HOT DEEP GALV) |  | 0 | 0
500/560WC | 500/560 Wall Cowl |  | 0 | 0
500220VSD | 520kW 220V VSD |  | 0 | 0
500BS | Bird Screen |  | 0 | 0
500C400 | 500 Casing x 400mm Long - DO NOT DRILL MOTOR AND BRACKET HOLES | FM - CFW FANS | 0 | 0
500CF | 500 Diam Counter Flange | FM - DONKIN | 18 | 10
500FC | 500 Diam Flexible Connection | FM - DONKIN | 0 | 0
500HVJ-2S | 500 Diam Vertical Discharge Unit | FM - DONKIN | 0 | 0
500HVJ-2SB | 500 Diam Vertical Discharge BASE | FM - DONKIN | 0 | 0
500IM | Spare Impeller |  | 0 | 0
500MBP03 | 1-0350-240 P03 - 500 Motor Bracket |  | 0 | 0
500MF | 500 Diam Mounting Feet | FM - DONKIN | 104 | 24
500mm Zinc - | Zinc Filter Clips |  | 0 | 0
500mm Zinz - | Zinc Filter Clips |  | 0 | 0
500S1.0D | 500 Diam Silencer 1.0D | FM - DONKIN | 0 | 0
500S1.0DP | 500 Diam Silencer 1.0D Podded | FM - DONKIN | 0 | 0
500S1.5D | 500 Diam Silencer 1.5D | FM - DONKIN | 0 | 0
500S1.5DP | 500 Diam Silencer 1.5D Podded | FM - DONKIN | 7 | 4 | 8
500S2.0D | 500 Diam Silencer 2.0D | FM - DONKIN | 0 | 0
500S2.0DP | 500 Diam Silencer 2.0D Podded | FM - DONKIN | 7 | 0
500SC- | Screen |  | 0 | 0
500SM1.0D | 500 Diam Melinex Silencer 1.0D | FM - DONKIN | 0 | 0
500SM1.0DP | 500 Diam Melinex Silencer 1.0D Podded | FM - DONKIN | 0 | 0
500SM1.5D | 500 Diam Melinex Silencer 1.5D | FM - DONKIN | 0 | 0
500SM1.5DP | 500 Diam Melinex Silencer 1.5D Podded | FM - DONKIN | 0 | 0
500SM2.0D | 500 Diam Melinex Silencer 2.0D | FM - DONKIN | 0 | 0
500SM2.0DP | 500 Diam Melinex Silencer 2.0D Podded | FM - DONKIN | 0 | 0
502203527 | MBP 35 2T c/w 2.2Kw 2880rpm 380V Motor |  | 0 | 0
51070 | PRA REDUCER FLP Ex d/e 32M-25F |  | 0 | 0
560 20.D.8 | Spare Impeller |  | 0 | 0
560 FB | Filter Box |  | 0 | 0
560/150/10 SI | Spare Impeller (560mm 'B' 150A10AR 19mm 080Frame Deg 21 DEG - FM3181) |  | 0 | 0
560CF | 560 Diam Counter Flange | FM - DONKIN | 5 | 18
560DC | Discharge Cowl |  | 0 | 0
560FC | 560 Diam Flexible Connection | FM - DONKIN | 0 | 0
560HVJ-2S | 560 Diam Vertical Discharge Unit | FM - DONKIN | 0 | 0
560HVJ-2SB | 560 Diam Vertical Discharge BASE | FM - DONKIN | 0 | 0
560IMP | Impeller 560/250/14 Aluminum - 20 deg pitch, Form B, 24mm Bore |  | 0 | 0
560LS | Louvre Shutter |  | 0 | 0
560MBP04 | 1-0350-240 P04 - 560 Motor Bracket |  | 0 | 0
560MF | 560 Diam Mounting Feet | FM - DONKIN | 67 | 0
560S1.0D | 560 Diam Silencer 1.0D | FM - DONKIN | 0 | 0
560S1.0DP | 560 Diam Silencer 1.0D Podded | FM - DONKIN | 0 | 0
560S1.5D | 560 Diam Silencer 1.5D | FM - DONKIN | 0 | 0
560S1.5DP | 560 Diam Silencer 1.5D Podded | FM - DONKIN | 8 | 0 | 8
560S2.0D | 560 Diam Silencer 2.0D | FM - DONKIN | 0 | 0
560S2.0DP | 560 Diam Silencer 2.0D Podded | FM - DONKIN | 0 | 0
560SC | Screen |  | 0 | 0
560SM1.0D | 560 Diam Melinex Silencer 1.0D | FM - DONKIN | 0 | 0
560SM1.0DP | 560 Diam Melinex Silencer 1.0D Podded | FM - DONKIN | 0 | 0
560SM1.5D | 560 Diam Melinex Silencer 1.5D | FM - DONKIN | 0 | 0
560SM1.5DP | 560 Diam Melinex Silencer 1.5D Podded | FM - DONKIN | 0 | 0
560SM2.0D | 560 Diam Melinex Silencer 2.0D | FM - DONKIN | 0 | 0
560SM2.0DP | 560 Diam Melinex Silencer 2.0D Podded | FM - DONKIN | 4 | 0
560WC | Wall Cowl & Screen |  | 0 | 0
600 X 600 | Sand Trap Air Louver |  | 0 | 0
600WC | Wall Cowl & Screen |  | 0 | 0
600WL | Weather Louvre |  | 0 | 0
6038M104 | AT18/18 AR 035 PHASE | FM - NICOTRA | 0 | 0
610303 | DD 7-7 - 610303 - 62W 6P 230V-1Ph | FM - NICOTRA | 0 | 0
610318 | DD 12/9 - 610318 - 1100W 6P 400V - 3Ph | FM - NICOTRA | 0 | 0
610633 | DD 7/7 - 610633 - 147W 4P 230V-1Ph | FM - NICOTRA | 6 | 0
630 | 630mm Fan Guard |  | 0 | 0
630 Screen | Majax-2 Screen | FM - DONKIN | 0 | 0
630.20.D.4 | Spare Impeller |  | 0 | 0
630/150/10 SI | Spare Impeller (0630mm 'B' 150A10AR 24mm 090Frame Deg 35 DEG - FM3180) |  | 0 | 0
630/150/5 SI | Spare Impeller |  | 0 | 0
630/150/6 SI | Spare Impeller |  | 0 | 0
630/250/7SI | Spare Impeller |  | 0 | 0
630/3/6 | UV 630/3/6 c/w 1.5 kW 6 Pole 380V |  | 0 | 0
630-1000AVMS | 630 to 1000 NDB GREEN Neoprene Floor Mounts | FM - DONKIN | 0 | 0
630CF | 630 Diam Counter Flange | FM - DONKIN | 4 | 2
630FC | 630 Diam Flexible Connection | FM - DONKIN | 0 | 0
630HD | 630mm Horizontal Discharge Unit with flange and mesh |  | 0 | 0
630HVJ-2S | 630 Diam Vertical Discharge Unit | FM - DONKIN | 0 | 0
630HVJ-2SB | 630 Diam Vertical Discharge BASE | FM - DONKIN | 0 | 0
630MB | 630 Impeller - Balance and Machine |  | 0 | 0
630MBP05 | 1-0350-240 P05 - 630 Motor Bracket |  | 0 | 0
630MF | 630 Diam Mounting Feet | FM - DONKIN | 24 | 16
630MV112P | Minevent 630 c/w 11kw 2P 400V |  | 0 | 0
630S1.0D | 630 Diam Silencer 1.0D | FM - DONKIN | 0 | 0
630S1.0DP | 630 Diam Silencer 1.0D Podded | FM - DONKIN | 0 | 0
630S1.5D | 630 Diam Silencer 1.5D | FM - DONKIN | 0 | 0
630S1.5DP | 630 Diam Silencer 1.5D Podded | FM - DONKIN | 8 | 0 | 8
630S2.0D | 630 Diam Silencer 2.0D | FM - DONKIN | 0 | 0
630S2.0DP | 630 Diam Silencer 2.0D Podded | FM - DONKIN | 0 | 0
630SC | Screen |  | 0 | 0
630SM1.0D | 630 Diam Melinex Silencer 1.0D | FM - DONKIN | 0 | 0
630SM1.0DP | 630 Diam Melinex Silencer 1.0D Podded | FM - DONKIN | 0 | 0
630SM1.5D | 630 Diam Melinex Silencer 1.5D | FM - DONKIN | 0 | 0
630SM1.5DP | 630 Diam Melinex Silencer 1.5D Podded | FM - DONKIN | 2 | 0
630SM2.0D | 630 Diam Melinex Silencer 2.0D | FM - DONKIN | 0 | 0
630SM2.0DP | 630 Diam Melinex Silencer 2.0D Podded | FM - DONKIN | 0 | 0
630WC | Wall Cowl & Screen |  | 0 | 0
650503207000 | BEARING 3207 2RS |  | 0 | 0
6DA005KZZ000000 | DDMP 8/9 T M6A1 DA5 |  | 1 | 0
6DB0046ZZ0000000 | DDMP 10/8 M6A4 DA8 |  | 0 | 0
6E21001 | RDHEO/0180 | FM - NICOTRA | 0 | 0
6M020K | DDM 9/7 6M020K - 300W 4P 400V-3Ph | FM - NICOTRA | 0 | 0
6M020M | DDM 9/7 - 6M020M - 550W 4P 230V-1Ph | FM - NICOTRA | 0 | 0
6M02149B | DDM 10/10 3F 6P 550W |  | 0 | 0
6M0247 | DDM 9/7 - 6M0247 - 200W 6P 230V-1Ph | FM - NICOTRA | 0 | 0
6M0299 | DDM 7/7 - 6M0299 - 300W 4P 230V-1Ph | FM - NICOTRA | 0 | 0
6M02H0 | DDM 10/10 - 6M02H0 - 600W 4P 220V-1Ph | FM - NICOTRA | 3 | 0
6M02H4 | DDM 10/8 - 6M02H4 - 550W 4P 230V-1Ph | FM - NICOTRA | 3 | 0
6M02H5 | DDM 10/8 - 6M02H5 - 600W 4P 380V | FM - NICOTRA | 0 | 0
6M02P4 | DDM 10/10 - 6M02P4 - 550W 4P 230V-1Ph | FM - NICOTRA | 0 | 0
6M02R7 | DDM 10/10 - 6M02R7 - 500W 6P 230V-1Ph | FM - NICOTRA | 6 | 0
6M02R9 | DDM 9/9 - 6M02R9 - 550W 4P 220V-1Ph | FM - NICOTRA | 0 | 0
6M0312 | DD 10/8 - 6M0312 - 245W 6P 220V - 1Ph | FM - NICOTRA | 0 | 0
6M04A5 | DDMP8/7 |  | 0 | 0
6M0607 | DD 12/9 - 6M0607 - 590W 6P 400V - 3Ph | FM - NICOTRA | 0 | 0
6M061U | DD 10/10 - 6M061U - 550W 6P 220V - 1Ph | FM - NICOTRA | 0 | 0
6M0629 | DD 9/7 - 6M0629 - 373W 4P 220V - 13Ph | FM - NICOTRA | 17 | 0
6M0631 | DD 10/8 - 6M0631 - 373W 4P 220V - 1Ph | FM - NICOTRA | 0 | 0
6M066N | DD 9/9 - 6M066N - 550W 4P 220V - 1Ph | FM - NICOTRA | 2 | 0
6M0679 | DD 10/10 - 6M0679 - 500W - 6P 220V - 1Ph | FM - NICOTRA | 9 | 0
6M0690 | DD 9/7 - 6M0690 - 245W 6P 220V - 13Ph | FM - NICOTRA | 4 | 0
6M0697 | DD 9/9 - 6M0697 - 300W 4P 220V - 1Ph | FM - NICOTRA | 1 | 0
6M0698 | DD 9/9 - 6M0698 - 248W 6P 220V - 1Ph | FM - NICOTRA | 1 | 0
6M06WA | DD9/9 4PIP - 370W | FM - NICOTRA | 0 | 0
6mmEW | End Washer - 43mm OD and 6mm ID - Plated |  | 0 | 0
6N02R9 | DDM 9/9 - 6N02R9 - 550W 4P 220V-1Ph |  | 0 | 0
6N02XF | DDM 10/10 E6G2503 1F 4P 1V |  | 0 | 0
6N0320 | DD 12/12 - 6N0320 - 1100W 6P 400V 3Ph | FM - NICOTRA | 0 | 0
6X4 HOT RUBBER CBK | 6X4 HOT RUBBER CBK |  | 0 | 0
7.523PM | 7.5kW 2P 38V Pad Mount Motor |  | 0 | 0
7.52FM | 7.5KW 2P 400V FOOT |  | 0 | 0
7.543FM | 7.5kW 4P 400V B3 Alum QL3 Foot Mount |  | 0 | 0
7.543PM | 7.5kW 4P 380V Pad Mount Motor |  | 0 | 0
7.5kW | 4Pole 380V IE1 B3 Cast Iron Foot Mount |  | 0 | 0
7000034 | CDC 100 - 7000034 - CDC 100C | FM - OSTBERG | 0 | 0
7000037 | CDC 125 - 7000037 - CDC 125C | FM - OSTBERG | 0 | 0
7000043 | CDC 150 - 7000043 - CDC 150C | FM - OSTBERG | 0 | 0
7000048 | CDC 160 - 7000048 - CDC160B | FM - OSTBERG | 0 | 0
7000053 | CDC 200/0.8 - 7000053 - CDC200A | FM - OSTBERG | 0 | 0
7000057 | CDC 200/0.8 - 7000057 - CDC200B | FM - OSTBERG | 0 | 0
7000059 | CDC 250 - 7000059 - CDC250C | FM - OSTBERG | 0 | 0
7000067 | CDC315 - 7000067 - CDC315B | FM - OSTBERG | 0 | 0
7000072 | CDC315 - 7000072 - CDC315C | FM - OSTBERG | 0 | 0
7000073 | LT6 - 6Amps | FM - OSTBERG | 7 | 0
7000074 | LT10 - 10 Amps | FM - OSTBERG | 0 | 0
71 FR 13.8 | 71 Motor frame - 13.8 mm OD spacer |  | 0 | 0
710 B | Blades |  | 0 | 0
710 LS | Weather Louvre |  | 0 | 0
710 SI | Spare Impeller |  | 0 | 0
710/150/10 SI | Spare Impeller (710mm 'B' 150A10AR 28mm 100Frame 37 DEG - FM3173 |  | 0 | 0
710CF | 710 Diam Counter Flange | FM - DONKIN | 5 | 24
710FC | 710 Diam Flexible Connection | FM - DONKIN | 0 | 0
710HVJ-2S | 710 Diam Vertical Discharge Unit | FM - DONKIN | 0 | 0
710HVJ-2SB | 710 Diam Vertical Discharge BASE | FM - DONKIN | 0 | 0
710IC | Majax Inlet Cone c/w Screen | FM - DONKIN | 0 | 0
710MBP06 | 1-0350-240 P06 - 710 Motor Bracket |  | 0 | 0
710MF | 710 Diam Mounting Feet | FM - DONKIN | 11 | 16
710S1.0D | 710 Diam Silencer 1.0D | FM - DONKIN | 0 | 0
710S1.0DP | 710 Diam Silencer 1.0D Podded | FM - DONKIN | 0 | 0
710S1.5D | 710 Diam Silencer 1.5D | FM - DONKIN | 0 | 0
710S1.5DP | 710 Diam Silencer 1.5D Podded | FM - DONKIN | 0 | 0
710S2.0D | 710 Diam Silencer 2.0D | FM - DONKIN | 0 | 0
710S2.0DP | 710 Diam Silencer 2.0D Podded | FM - DONKIN | 0 | 0
710SC | Side Screen |  | 0 | 0
710SM1.0D | 710 Diam Melinex Silencer 1.0D | FM - DONKIN | 0 | 0
710SM1.0DP | 710 Diam Melinex Silencer 1.0D Podded | FM - DONKIN | 0 | 0
710SM1.5D | 710 Diam Melinex Silencer 1.5D | FM - DONKIN | 0 | 0
710SM1.5DP | 710 Diam Melinex Silencer 1.5D Podded | FM - DONKIN | 0 | 0
710SM2.0D | 710 Diam Melinex Silencer 2.0D | FM - DONKIN | 0 | 0
710SM2.0DP | 710 Diam Melinex Silencer 2.0D Podded | FM - DONKIN | 0 | 0
710WC | Wall Cowl & Screen |  | 0 | 0
71848 | PRA REDUCER STD BRASS 40M - 25F |  | 0 | 0
73-18 | YCI607A HELLEMON T : RED HANDLE WIRE STRIPPER |  | 0 | 0
73-191 | HYAC5 CRIMP TOOL B : BOOTLACE CRIMPER |  | 0 | 0
734SSC | 734 Special Screen - Hot Dip Galvinised |  | 0 | 0
762-37 | 762mm 37kw 2P 525V Flameproof Auxiliary Fan |  | 0 | 0
762-45 | 762mm 45KW 2P 525V Flameproof Auxiliary Fan |  | 0 | 0
762Assembly | 762 Assembly, and Miscellaneous |  | 0 | 0
762Flame | 762 Flameproof Track |  | 0 | 0
762Grille | 762 Grille |  | 0 | 0
762IMP | 762 Impeller |  | 0 | 0
762Silenced- Motor | 762 Silenced Motor Barrel |  | 0 | 0
762Silenced-Stator | 762 Silenced Stator Barrel c/w Stator |  | 0 | 0
77521 | AT 7/7 SC - Single Unit | FM - NICOTRA | 4 | 0
7mmEW | End Washer - 43mm OD and 7mm ID - Plated |  | 0 | 0
80 FR 18.8 | 80 Motor Frame - 18.8 mm OD Spacer |  | 0 | 0
800/150/10 SI | Spare Impeller (800mm 'B' 150A10AR 28mm 100Frame 27 DEG - FM3176) |  | 0 | 0
8005LSW03000300 | Grille LS 0300x0300 White for fans 200-250-300 |  | 0 | 0
800CF | 800 Diam Counter Flange | FM - DONKIN | 1 | 8
800FC | 800 Diam Flexible Connection | FM - DONKIN | 0 | 0
800HVJ-2S | 800 Diam Vertical Discharge Unit | FM - DONKIN | 0 | 0
800HVJ-2SB | 800 Diam Vertical Discharge BASE | FM - DONKIN | 0 | 0
800IMP | Spare Impeller |  | 0 | 0
800MBP07 | 1-0350-240 P07 - 800 Motor Bracket |  | 0 | 0
800MF | 800 Diam Mounting Feet | FM - DONKIN | 24 | 16
800mm Dia | Casing, Impeller and Brackets |  | 0 | 0
800S | 800mm dia Fan Guard - Hot Dip Galvanised |  | 0 | 0
800S1.0D | 800 Diam Silencer 1.0D | FM - DONKIN | 0 | 0
800S1.0DP | 800 Diam Silencer 1.0D Podded | FM - DONKIN | 0 | 0
800S1.5D | 800 Diam Silencer 1.5D | FM - DONKIN | 0 | 0
800S1.5DP | 800 Diam Silencer 1.5D Podded | FM - DONKIN | 0 | 0
800S2.0D | 800 Diam Silencer 2.0D | FM - DONKIN | 0 | 0
800S2.0DP | 800 Diam Silencer 2.0D Podded | FM - DONKIN | 0 | 0
800SAP | 800mm Diam podded silencer 1400 Long |  | 0 | 0
800SC | Screen |  | 0 | 0
800SM1.0D | 800 Diam Melinex Silencer 1.0D | FM - DONKIN | 0 | 0
800SM1.0DP | 800 Diam Melinex Silencer 1.0D Podded | FM - DONKIN | 0 | 0
800SM1.5D | 800 Diam Melinex Silencer 1.5D | FM - DONKIN | 0 | 0
800SM1.5DP | 800 Diam Melinex Silencer 1.5D Podded | FM - DONKIN | 0 | 0
800SM2.0D | 800 Diam Melinex Silencer 2.0D | FM - DONKIN | 0 | 0
800SM2.0DP | 800 Diam Melinex Silencer 2.0D Podded | FM - DONKIN | 0 | 0
800WC | 800 Wall Cowl Galvanized |  | 0 | 0
8-188 | CABTYRE - 4MM X 4C CABTYRE CUT PE |  | 0 | 0
8220000263 | 8UFAFCAP - Capacitor |  | 0 | 0
830SAP | 830mm Diam podded silencer 1400 Long |  | 0 | 0
9.223PM | 9.2kW 2P 380V Pad Mount Motor |  | 0 | 0
9.243PM | 9.2kW 4P 380V Pad Mount Motor |  | 0 | 0
90 FR 23.8 | 90 Motor Frame - 23.8 mm OD Spacer |  | 0 | 0
9000004 | CFD ANALYSIS |  | 0 | 0
9000007 | EXTENDED WARRANTY |  | 0 | 0
900CF | 900 Diam Counter Flange | FM - DONKIN | 2 | 0
900FC | 900 Diam Flexible Connection | FM - DONKIN | 0 | 0
900HVJ-2S | 900 Diam Vertical Discharge Unit | FM - DONKIN | 0 | 0
900HVJ-2SB | 900 Diam Vertical Discharge BASE | FM - DONKIN | 0 | 0
900Impeller | Majax-2 900.32.E.8 Spare Impeller | FM - DONKIN | 0 | 0
900MBP08 | 1-0350-240 P08 - 900 Motor Bracket |  | 0 | 0
900MF | 900 Diam Mounting Feet | FM - DONKIN | 7 (CFW -8) | 0
900S1.0D | 900 Diam Silencer 1.0D | FM - DONKIN | 0 | 0
900S1.0DP | 900 Diam Silencer 1.0D Podded | FM - DONKIN | 0 | 0
900S1.5D | 900 Diam Silencer 1.5D | FM - DONKIN | 0 | 0
900S1.5DP | 900 Diam Silencer 1.5D Podded | FM - DONKIN | 2 | 0
900S2.0D | 900 Diam Silencer 2.0D | FM - DONKIN | 0 | 0
900S2.0DP | 900 Diam Silencer 2.0D Podded | FM - DONKIN | 0 | 0
900SC | Screen |  | 0 | 0
900SM1.0D | 900 Diam Melinex Silencer 1.0D | FM - DONKIN | 0 | 0
900SM1.0DP | 900 Diam Melinex Silencer 1.0D Podded | FM - DONKIN | 0 | 0
900SM1.5D | 900 Diam Melinex Silencer 1.5D | FM - DONKIN | 0 | 0
900SM1.5DP | 900 Diam Melinex Silencer 1.5D Podded | FM - DONKIN | 1 | 0
900SM2.0D | 900 Diam Melinex Silencer 2.0D | FM - DONKIN | 0 | 0
900SM2.0DP | 900 Diam Melinex Silencer 2.0D Podded | FM - DONKIN | 0 | 0
90X2SPZ | Pulley Friction Belt V-wedge 2 Groo |  | 0 | 0
950x600x1200 | 950 x 600 x 1200mm Silencer |  | 0 | 0
95X3SPA | PULLEY FRICTION BELT V-WEDGE 3 GROOVE SPA 1610 TAPER 95MM FENNER |  | 0 | 0
97-32 | PG-16 GLANDS : PG16 POLYMER CABLE GLAND GREY |  | 0 | 0
97521 | AT 9/7 SC - Single Unit | FM - NICOTRA | 0 | 0
99050-EMB-20-R40 | EMBROIDERY R40 R40 |  | 0 | 0
99521 | AT 9/9 SC - Single Unit | FM - NICOTRA | 0 | 0
A) | LDP/400/6/15/B/19mm - 0.75kW 2P |  | 0 | 0
A/01 | Volume Control Damper & Quad 100mm |  | 0 | 0
A/02 | Fire Damper c/w Link & Quad 100mm |  | 0 | 0
AA | Volume Control Damper & Quad 100mm |  | 0 | 0
ABOVE FANS ARE FOR | ICC BASEMENT PARKING |  | 0 | 0
AC AXIAL FAN | 130, 220V, FORM V, KL |  | 0 | 0
AC COMPACT FAN | 119X119X38, 220V, GL, PLUG |  | 0 | 0
Accounting | Subscription (Accounting) |  | 0 | 0
ADRA- | RA 1200(W)*600(H) NS PCW |  | 0 | 0
ADSD | SINGLE DEFLECTION GRILLE 625(W)*625(H) OVER FLANGE NATURAL |  | 0 | 0
ADWL-- | WL 900(W)*600(H) NS NA |  | 0 | 0
ADWL. | WEATHER LOUVRE 520(W)*520(H) OPENING SIZE NATURALLY ANOD |  | 0 | 0
AF4.0X4+EWHSL | ALFIX 4.0MM2 4 CORE+E S/LENGHT |  | 0 | 0
Airfreight - | Dar Es Salaam |  | 0 | 0
Airmax PB | Airmax Poles & Brackets |  | 0 | 0
Airmax-2.650.W. | Airmax-2.650.W - Wall Fan - 187 Watts - 230/1/50 - Twin Blade - Black (Pull Cord) |  | 0 | 0
AIRMAX2-500 | AIRMAX-2.500 W | FM - DONKIN | 8+4+13 | 0
AIRMAX2-500P | AIRMAX-2.500 P | FM - DONKIN | 14 | 0
AIRMAX2-650 | AIRMAX-2.650 W | FM - DONKIN | 8 | 0
AIRMAX2-650P | AIRMAX-2.650 P | FM - DONKIN | 41 | 0
AIRMAX2-650P.EC | AIRMAX-2.650 P. EC | FM - DONKIN | 48 | 0
AIRMAX2-650W | AIRMAX-2.650 W.EC | FM - DONKIN | 34 | 0
AIRMAX2-750 | AIRMAX-2.750 W | FM - DONKIN | 18 | 0
AIRMAX2-750P | AIRMAX-2.750 P | FM - DONKIN | 38 | 0
AIRMAX2-750P.EC | AIRMAX-2.750 P.EC | FM - DONKIN | 11+5+43 | 0
AIRMAX2-750W | AIRMAX-2.750 W.EC | FM - DONKIN | 30+10 | 0
AIRMAX2-850 | AIRMAX-2.850 W | FM - DONKIN | 0 | 0
AIRMAX2-850P | AIRMAX-2.850 P | FM - DONKIN | 3 | 0
Al Blades | Aluminium Blades |  | 0 | 0
Al Blanks | Aluminium Blanks |  | 20 | 80
Assembly | Building Casing & Impeller |  | 0 | 0
AT | 3001 ALU FOIL TAPE 48mm X 50m (30 micron) |  | 0 | 0
ATT/01 | Attenuator 200x600mm |  | 0 | 0
AVMs- | Anti-Vibration Rubber Mounts |  | 0 | 0
AWSL/1/ 600X600)P/0/P1/ | 600 X 600 |  | 0 | 0
AWSL/1/1000X500/OP/0/P1/ | 1000 X 500 | Accessories | 0 | 0
AXIP450 | TAXIP F300: 450-5-25 | FM - KAYITES | 0 | 0
B) | LDP/315/6/10/B/14mm - 0.55kW 2P |  | 0 | 0
B/01 | Volume Control Damper & Quad 150mm |  | 0 | 0
B/02 | Fire Damper c/w Link & Quad 150mm |  | 0 | 0
B1000 | BCC2 800/1.0D1 BELT DRIVEN C/W 15KW 4P 380V |  | 0 | 0
B-124-FAN1 | HTMV-125-4T/9-40 400/690V.IE3 -60Hz - Roof Top Exhaust Fan |  | 0 | 0
B-135-FAN1 | TORRETTE TR-A 450 T4 2.2KW ATEX Zone 1 - Explosion Proof Roof Top Centrifugal Exhaust Fan |  | 0 | 0
B-135-FAN2 | TORRETTE TR-A 500 T4 3KW ATEX Zone 1 - Explosion Proof Roof Top Centrifugal Exhaust Fan |  | 0 | 0
B-135-FAN3 | TORRETTE TR-A 400 T4 1.1KW ATEX Zone 1 - Explosion Proof Roof Top Centrifugal Exhaust Fan |  | 0 | 0
B-135-FAN4 | TORRETTE TRK-AR 500 T4 3KW - Roof Top Centrifugal Exhaust Fan |  | 0 | 0
B-135-FAN5 | TORRETTE TR-A 500 T4 3KW ATEX Zone 1 - Explosion Proof Roof Top Centrifugal Exhaust Fan |  | 0 | 0
B-135-FAN6 | VORTICENT CMS 35/14 T4 4KW - Wall Mountex Centrifugal Exhaust Fan |  | 0 | 0
B-135-FAN7 | VORTICENT CMS 25/10 T4 0.75KW - Wall Mounted Centrifugal Exhaust Fan |  | 0 | 0
B-135-FAN8 | ENKEL QBK 190 EC - Cassette Type Exhaust Fan |  | 0 | 0
B3 | IA Certification (Imported Equipment). Document Review and IA Certification Transfer Based on ATEX |  | 0 | 0
B-91-FAN1 | TORRETTE TR-A 710 T6 4KW ATEX Zone 1 - Explosion Proof Roof Top Centrifugal Exhaust Fan |  | 0 | 0
B-91-FAN2 | HC-63-4T/H/ATEX/2G Ex db 230/400V - 60Hz - Explosion Proof Wall Mounted Centrifugal Exhaust Fan |  | 0 | 0
B-91-FAN3 | TORRETTE TR-A 500 T4 3KW ATEX Zone 1 - Explosion Proof Roof Top Exhaust Fan |  | 0 | 0
B-91-FAN4 | HTMV-90-4T-7.5/ATEX/2G Ex db 400/690V - Explosion Proof Roof Top Exhaust Fan |  | 0 | 0
B-91-FAN5 | TORRETTE TRS 310 EC - Roof Top Exhaust Fan |  | 0 | 0
B-91-FAN6 | TORRETTE TRS 250 EC - Roof Top Exhaust Fan |  | 0 | 0
B-91-FAN7 | Lineo 200 - Inline Exhaust Fan |  | 0 | 0
BAF100 | BAF 100 | FM - KAYITES | 25 | 0
BAF125 | BAF 125 | FM - KAYITES | 25 | 0
BAF150 | BAF 150 | FM - KAYITES | 40 | 0
Balance Impeller | Impeller Balancing 2.5kg 4p |  | 0 | 0
BBC19X10/14T | BANDSAW BIMETAL M42 19x10/14T (2.480x1) |  | 0 | 0
BBC19X10/14T-2 | BANDSAW BIMETAL M42 19x10/14T (3.050x1) |  | 0 | 0
BBF19X10/14DOM | BANDSAW BIMETAL M42 19x10/14T (2.480x1) |  | 0 | 0
BBF27X8/12T | BANDSAW BIMETAL M42 8/12T (2.480X1) |  | 0 | 0
BCC 15 | BCC 15/0.75kW arrangement 1A class 2 c/w 4kW 4Pole 525v fan Spped 3057rpm |  | 0 | 0
BCC 18/01 Class1 (1A) SISW | 4 kW 4 Pole 380 V |  | 0 | 0
BCC 18/01 Class1 (2A) Belt Driven | c/w 5.5 kW 4 Pole 380 V Motor |  | 0 | 0
BCC 21/01 Class1 (2A) Belt Driven | c/w 5.5 kW 4 Pole 380V (IP66) |  | 0 | 0
BCC 24/0.93 SI | c/w 4KW 4P 380V |  | 0 | 0
BCC 30/0.71 SI (ARR 6A) | c/w 15 kW 4 Pole 380 V (Direct Driven) |  | 0 | 0
BCC 30/0.75 Class 2 (6A) | c/w 15 kW 4 Pole 380 V Motor (Direct Driven) |  | 0 | 0
Bcc 30/1.0 Class 1 (1A) SISW | c/w 4 kW 4 Pole 380 V |  | 0 | 0
BCC 36/0.81 SI CLASS 3 (A6) | c/w 37 kW 4 Pole 380 V (Direct Driven) |  | 0 | 0
BCC 39 | BCC 39/0.99 SISW c/w 75Kw 4P 400V Motor |  | 0 | 0
BCC 42/1 Arr2 (Belt driven) | c/w 18.5 kW 4 Pole 380 V Motor |  | 0 | 0
BCC 45/1.0 (SISW 1A) | c/w 45kW 4 Pole 525 V |  | 0 | 0
BCC12/0.75 | c/w 1.1 kW 4 Pole 380 V |  | 0 | 0
BCC15-J61923 | BCC 15/0.75 CL2 Ar 1A c/w 4.0kw 4P 525V - J61923 |  | 0 | 0
BCC-2 | 560/1.0SISW1 c/w 4kw CLASS2 ARR(6A)T60 |  | 0 | 0
BCC-2 315/1.0 | c/w 1.1 kW 2 Pole 380 V (Belt Driven) |  | 0 | 0
BCC-2 400 1 | 4A DIDW Belt Driven c/w 3kW 4Pole 380v Motor |  | 0 | 0
BCC-2 450/1.0 | 2A DIDW c/w 5.5 kW 4 Pole 380V | Fan | 0 | 0
BCC-2 500/1.0 | 4A c/w 7.5 kW 4 Pole 380V |  | 0 | 0
BCC-2 500/1.0 DI CLASS 2 (2A) | c/w 15 kW 4 Pole 380 V (Belt Driven) |  | 0 | 0
BCC-2 630/1 DI 4A | c/w 11 kW 4 Pole 380 V |  | 0 | 0
BCC-2 630/1.0S1 CLASS2 ARR(1A) | C/w 4kw 4pole 380v (Belt Driven) |  | 0 | 0
BCC-2 710/1.0 DI CLASS 2 (2A) | c/w 30 kW 4 Pole 380 V (Belt Driven) |  | 0 | 0
BCC-2 710/1.0 SI 1A | c/w 15 kW 4 Pole 380 V Motor (Belt Driven) |  | 0 | 0
BCC-2 710/10 | BCC-2 710/10 4Arr c/w 11kW 4Pole 380v Motor |  | 0 | 0
BCC-2 800 1.0 DIDW | Arrgt 2-A CL Fan Assembly. L180 |  | 0 | 0
BCC-2400 | BCC-2 400 DIDW c/w 5.5Kw 4P 380V - J96084 |  | 0 | 0
BCC27P28350 | BCC 27/1.0 SISW AR 6A c/w 3.0Kw 6P 380V |  | 0 | 0
BCC36 | BCC36/0.8 SI CLASS 4 (1A) c/w 55kw 4Pole 380V (Belt-Driven) |  | 0 | 0
BC-L7ZDW | BC-L7ZDW (BCL720) c/w 3.0kw 4P 380V Motor |  | 0 | 0
Bellax 400 | Bellax 400 c/w 0.25kW 4Pole 380v Motor |  | 0 | 0
Bellax 560 | Bellax 560 20.D 8 - c/w 1.5kw 4P 220v |  | 0 | 0
Bellax 630 | Bellax 630 20.D 8- c/w1.5kw 4P 220V |  | 0 | 0
Bellax 800 | Bellax 800 32-E-8 c/w 1.5kW 6Pole Motor |  | 0 | 0
Bellax500 | Bellax 500 - 20 - C - 8 c/w 2,2KW 2P 220V |  | 0 | 0
bending | in house bending |  | 0 | 0
BF | Base Frame - HBC-M 630 |  | 0 | 0
BF50L1.51HS | Box fan 1250mm LOUV 220v 01.50kW S/S |  | 0 | 0
BP01 | PLASTIC BUCKLES 12MM - (1000) |  | 0 | 0
C) | Casings - 400mm Casings to Suit above |  | 0 | 0
C315x300 | Casing size 315diamx300 | FM - DONKIN | 7 | 4
C400x400 | Casing Size 400diamx400 | FM - DONKIN | 3 | 5
C4324 | 2.0MX1.5MX3.MM KLINGERSIL C4324 |  | 0 | 0
C500x400 | Casing Size 500diamx400 | FM - DONKIN | 2 | 6
C560x500 | Casing size 560diamx500 | FM - DONKIN | 2 | 0
C800x500 | Casing Size 800diamx500 | FM - DONKIN | 1 | 4
CA4 | CA4V - 1' 1/4 | FM - FPZ | 9 | 0
CA5 | CA5V - 1' 1/2 | FM - FPZ | 19 | 0
CA6 | CA6V - 2' | FM - FPZ | 13 | 0
CA8 | CA8 - 3' | FM - FPZ | 3 | 0
CA9 | CA9- 4' | FM - FPZ | 2 | 0
CAMC | CAMC-360-80 B/2 |  | 0 | 0
CAMC-560 | CAMC-560-160 MA/2 |  | 0 | 0
CANCOLSPIG150 | CANCOLLAR SPIGOT 150 DIA |  | 0 | 0
CAP0.14220 | New Capacitor suitable for 60hz 0.1kw 1430rpm 230V | FM - LUCK & KING | 0 | 0
CAS | CAS-248-2T-1.5/INOX-316 230/400V. IE3 |  | 0 | 0
CAS. | CAS-242-2T-0.5/INOX-316 230/400V |  | 0 | 0
CAS.. | CAS-242-2T-0.5/INOX-316 230/400V. |  | 0 | 0
CASB-560-2T-25 | c/w 18.5 kW 4 Pole 380 V (Direct Driven) |  | 0 | 0
CASB-900 | CASB-900-4T-30/ATEX/3G Ex ec 380/660V./ARR.9 60H |  | 0 | 0
CCD25 | 250 DIA SQUARE CONSTANT VOLUME DIFFUSER |  | 0 | 0
CCTV | Camera Replacement |  | 0 | 0
CDXRT | CDXRT-250-3 230/400V. IE3 |  | 0 | 0
CE 250 | CE 250 |  | 8 | 0
CE200 | CE200 |  | 0 | 0
CF/01 | LCF 56 - 1440rpm - 4 Speed 220V |  | 0 | 0
CF4 | CF4 - 1' 1/4 | FM - FPZ | 8 | 0
CF5 | CF5 - 1' 1/2 | FM - FPZ | 11 | 0
CF6 | CF6 - 2' | FM - FPZ | 18 | 0
CF8 | CF8 - 3' | FM - FPZ | 12 | 0
CF9 | CF9 - 4' | FM - FPZ | 8 | 6
CFD2.5 | 2.5 Amps Speed Controller | FM - KAYITES | 0 | 0
CHT | CHT-200-4M 230V. |  | 0 | 0
CI-100-4T-F-300 | CI-100-4T-F-300 |  | 0 | 0
CJ77J-NAVBOT-101-01-S | VERSATEX TWO-TONE WORK JACKET NAVY/BOTTLE S |  | 0 | 0
CJ77J-NAVBOT-101-02-M | VERSATEX TWO-TONE WORK JACKET NAVY/BOTTLE M |  | 0 | 0
CJ77J-NAVBOT-101-04-XL | VERSATEX TWO-TONE WORK JACKET NAVY/BOTTLE XL |  | 0 | 0
CL/PLUS/EC-6035 | Rectangular Fan |  | 0 | 0
CL/PLUS/EC-7040 | Rectangular Fan |  | 0 | 0
CLIPS003 | 75mm Galv Filter Clip |  | 0 | 0
CMP | CMP 820 2M |  | 0 | 0
cmp 922 | cmp 922- 2T-3 2.2kw 2p |  | 0 | 0
CMP11254T | CMP 1128 4T |  | 0 | 0
CMRS-400-2T | CMRS-400-2T-5.5 LG270-0-45-90-135-315 |  | 0 | 0
CMS25 | Vorticent CMS 25/10 T4 0.75KW (1400 CFM) | FM - VORTICE | 0 | 0
CMS35 | Vorticent CMS 35/14 T4 4KW (4600 CFM) | FM - VORTICE | 0 | 0
CMV400 | CMVpro 400 P4 PPs Casing & impeller RD 90 Fan c/w 5.5kw 4P 380V |  | 0 | 0
CMVpro DD250-250P4 PPs LG 0 | 1.5 kW 4 Pole 220 V |  | 0 | 0
CN4PC-SS-DAS | Screws & Springs for Combination Set Dasqua |  | 0 | 0
Company Car | Mahindra 1.2T MX2 A/T |  | 0 | 0
Compile | Report |  | 0 | 0
CONT/0350/00960 | MLM 36V Power Supply Unit |  | 0 | 0
Control Panel | For 7-off Fans |  | 0 | 0
copper cut | copper sheet (2000 x 1000 x 1.5mm) cut strips of 120mm across 2m length |  | 0 | 0
COUNCIL BILLINGG | February Council Billing |  | 0 | 0
Counter-Flanges | DDM 10/10 |  | 0 | 0
CP77P-DESMBO-201-00-28 | VERSATEX WORK TROUSERS BOTTLE 28 |  | 0 | 0
CP77P-DESMBO-201-00-32 | VERSATEX WORK TROUSERS BOTTLE 32 |  | 0 | 0
CP77P-DESMBO-201-00-44 | VERSATEX WORK TROUSERS BOTTLE 44 |  | 0 | 0
CPV | CPV2045/4T-IE3 |  | 0 | 0
CRAD190 | CRAD 190 | FM - KAYITES | 0 | 0
CRAD225 | CRAD 225 | FM - KAYITES | 0 | 0
CRAD250 | CRAD 250 | FM - KAYITES | 0 | 0
CRAD280 | CRAD 280 | FM - KAYITES | 0 | 0
CRAD355 | CRAD 355 | FM - KAYITES | 0 | 0
CRAD400 | CRAD 400 | FM - KAYITES | 0 | 0
CRAD450 | CRAD 450 | FM - KAYITES | 0 | 0
CRAD500 | CRAD 500 | FM - KAYITES | 0 | 0
CRAD560 | CRAD 560 | FM - KAYITES | 0 | 0
CRADIK190 | CRADIK 190 | FM - KAYITES | 0 | 0
CRADIK225 | CRADIK 225 | FM - KAYITES | 0 | 0
CRADIK250 | CRADIK 250 | FM - KAYITES | 0 | 0
CRADIK280 | CRADIK 280 | FM - KAYITES | 0 | 0
CRADIK355 | CRADIK 355 | FM - KAYITES | 0 | 0
CRADIK400 | CRADIK 400 | FM - KAYITES | 0 | 0
CRADIK450 | CRADIK 450 | FM - KAYITES | 0 | 0
CRADIK500 | CRADIK 500 | FM - KAYITES | 0 | 0
CRADIK560 | CRADIK 560 | FM - KAYITES | 0 | 0
Crates | Wooden crates |  | 0 | 0
CSH1000x1.5 | Copper Sheet (2000x1000x1.5mm) |  | 0 | 0
CT1.50X4BK | CABTYRE 1,5MM2 4 CORE BLACK |  | 0 | 0
CT2.50X4BK | CABTYRE 2,5MM2 4 CORE - BLACK |  | 0 | 0
CTA/01 | Attenuator 150x600mm |  | 0 | 0
CTA/02 | Attenuator 150x600mm |  | 0 | 0
CTF - 60 | c/w 1.8kW 4Pole 220v |  | 0 | 0
CTF - 80 | CTF-80 c/w 2.2kW 960rpm 220v |  | 0 | 0
CTF-40 | CTF-40 c/w 1.1kw 2990rpm 380V |  | 0 | 0
CTF-50 | c/w 1.1kW 4Pole 220v |  | 0 | 0
CUB100 | CUB 100 | FM - KAYITES | 0 | 0
CUB125 | CUB 125 | FM - KAYITES | 0 | 0
CUB150 | CUB 150 | FM - KAYITES | 0 | 0
CUB160 | CUB 160 | FM - KAYITES | 0 | 0
CUB200 | CUB 200 | FM - KAYITES | 0 | 0
CUB250 | CUB 250 | FM - KAYITES | 0 | 0
CUB315 | CUB 315 | FM - KAYITES | 4 | 0
CUB355 | CUB 355 | FM - KAYITES | 2 | 0
CUB400 | CUB 400 | FM - KAYITES | 0 | 0
CUB450 | CUB 450 | FM - KAYITES | 0 | 0
CUB500 | CUB 500 | FM - KAYITES | 0 | 0
CUB560 | CUB 560 | FM - KAYITES | 0 | 0
CZ200C | Neoprene Clamp - 200mm |  | 20 | 0
CZ315C | Neoprene Clamp 315 |  | 0 | 0
D) | Casings - 315mm Casing to Suit Above |  | 0 | 0
D100000 | UV250/1/6/F |  | 0 | 0
D100001 | CMP-1128-4T | FM - SODECA | 1 | 0
D100002 | HAT-28-4M | FM - SODECA | 0 | 0
D100003 | HAT-35-4T | FM - SODECA | 0 | 0
D100004 | HAT-35-2M | FM - SODECA | 1 | 0
D100005 | CAM-550-2T 5.5 | FM - SODECA | 0 | 0
D100006 | HJBM PLUS 45 - T4 0.55KW | FM - SODECA | 0 | 0
D100007 | HJBM 40 M4 0.25 | FM - SODECA | 2 | 0
D100008 | HJBM 50 T4 0.55 | FM - SODECA | 0 | 0
D100009 | CA/LINE 355 220-240V | FM - SODECA | 0 | 0
D100010 | VKAP 100 LD 3.0 | FM - SODECA | 0 | 0
D100011 | SV-150-H | FM - SODECA | 0 | 0
D100012 | HAT-24-4M | FM - SODECA | 0 | 0
D100013 | CA-LINE-12 | FM - SODECA | 0 | 0
D100014 | CA-LINE-15 | FM - SODECA | 0 | 0
D100015 | CA-LINE-20 | FM - SODECA | 0 | 0
D100016 | NEOSILENT 200 | FM - SODECA | 0 | 0
D100017 | NEOSILENT 150 | FM - SODECA | 0 | 0
D100018 | CA-160-2T-2 | FM - SODECA | 0 | 0
D100019 | BD 9/9 - M4 0.35KW 230V - 500HZ STC | FM - NICOTRA | 4 | 0
D100020 | DDM 9/9 6P | FM - NICOTRA | 0 | 0
D100021 | DDM 10/8 245W 230V 6P 6M0648 | FM - NICOTRA | 10 | 0
D100022 | DDM 10/8 600KW 6N 0220/01 | FM - NICOTRA | 3 | 0
D100023 | BD 12/12 T6 1.1KW 230V/400 50HZ LPC | FM - NICOTRA | 0 | 0
D100024 | BD 12/9 M6 0.76KW 230V/58HZ STC | FM - NICOTRA | 0 | 0
D100025 | BD 15/15 T6 2.2KW 230/400V | FM - NICOTRA | 4 | 0
D100026 | MBP 35 2.2KW 380V | FM - NICOTRA | 2 | 0
D100027 | CDC 125A | FM - OSTBERG | 0 | 0
D100028 | CDC 150B | FM - OSTBERG | 0 | 0
D100030 | SCLK03 MS-055-3 | FM - FPZ | 0 | 0
D100031 | SCLK08 R-MD-75KW | FM - FPZ | 0 | 0
D100032 | FPZ FLEXIBLE SLEEVE | FM - FPZ | 0 | 0
D100033 | 25 FA 5 | FM - FPZ | 2 | 0
D100034 | 25 FA 6 | FM - FPZ | 3 | 0
D100035 | 25 FA 8 | FM - FPZ | 7 | 0
D100036 | 25 FLS | FM - FPZ | 0 | 0
D100037 | 25 FL5 | FM - FPZ | 1 | 0
D100038 | 25 FL6 | FM - FPZ | 1 | 0
D100039 | CONTROL UNIT | FM - FPZ | 0 | 0
D100039 - D31689 | 500 Impeller |  | 0 | 0
D100039 - D31713 | 560 Impeller |  | 0 | 0
D100040 | PS-1-300 SPEED CONTROL | FM - DONKIN | 0 | 0
D100041 | RS-4-O-PS SPEED CONTROL | FM - DONKIN | 16 | 0
D100042 | RS-3-0-TA SPEED CONTROL | FM - DONKIN | 6 | 0
D100043 | R-1/010 SPEED CONTROL | FM - DONKIN | 0 | 0
D100044 | MKM 3 MOUNTING BOX | FM - DONKIN | 45 | 0
D100045 | MKV 2 MOUNTING BOX | FM - DONKIN | 24 | 0
D100046 | Q150 QUIET LINE | FM - DONKIN | 3 | 0
D100047 | R510.0TA SPEED CONTROL | FM - DONKIN | 0 | 0
D100048 | R55.0 SPEED CONTROL | FM - DONKIN | 0 | 0
D100049 | TM-1.5N SENSOR | FM - DONKIN | 3 | 0
D100050 | P2-10 SPEED CONTROL | FM - DONKIN | 24 | 0
D100051 | VFED-400-TA SPEED CONTROL | FM - DONKIN | 0 | 0
D100052 | CHANNEL FILTERS | FM - DONKIN | 0 | 0
D100053 | PRESSURE VALVES | FM - DONKIN | 0 | 0
D100054 | PRESSURE VALVES | FM - DONKIN | 0 | 0
D100055 | RELIEF VALVES | FM - DONKIN | 0 | 0
D100056 | KSB 200 BOX FAN | FM - DONKIN | 0 | 0
D100057 | KSB 150 BOX FAN | FM - DONKIN | 0 | 0
D100058 | KSB 250 BOX FAN | FM - DONKIN | 0 | 0
D100059 | TT SILENT M250 | FM - DONKIN | 0 | 0
D100060 | TT SILENT M125 | FM - DONKIN | 0 | 0
D100061 | VKV4E450 ROOF FAN | FM - DONKIN | 2 | 0
D100062 | VKV4E355 ROOF FAN | FM - DONKIN | 2 | 0
D100063 | TT SILENT - M-100 | FM - DONKIN | 0 | 0
D100064 | TT PRO 100 | FM - DONKIN | 6 | 0
D100065 | TT PRO 125 | FM - DONKIN | 0 | 0
D100066 | TT PRO 150 | FM - DONKIN | 0 | 0
D100067 | TT PRO 160 | FM - DONKIN | 0 | 0
D100068 | TT PRO 200 | FM - DONKIN | 0 | 0
D100069 | VP 150K | FM - DONKIN | 0 | 0
D100070 | VP 100K | FM - DONKIN | 18 | 0
D100071 | VP 125K | FM - DONKIN | 13 | 0
D100072 | MOTOR | FM - VORTICE | 0 | 0
D100073 | CE250BB |  | 0 | 0
D100074 | RM 220/1/50 Speed Controller |  | 0 | 0
D10075 | Lineo 125 Kit |  | 0 | 0
DAXIS200 | DAXIS 200 | FM - KAYITES | 0 | 0
DAXIS250 | DAXIS 250 | FM - KAYITES | 0 | 0
DAXIS300 | DAXIS 300 | FM - KAYITES | 0 | 0
DAXIS350 | DAXIS 350 | FM - KAYITES | 1 | 0
DD250 | CMVpro DD250-250P4 PPs LG 0 Fan, 380 Volt, 1.5 kW IE1 Standard Efficiency Motor @ 1400 rpm |  | 0 | 0
DD315 | CMVpro DD315-315P4 PPs LG 0 Fan, 380 Volt, 2,2 kW IE1 Standard Efficiency Motor @ 1400 rpm |  | 0 | 0
DD400 | CMVeco DD400-400P4 PPs LG 0 Fan, 380 Volt, 5,5 kW IE1 Standard Efficiency Motor @ 1400 rpm |  | 0 | 0
Delivery - | Delivery |  | 0 | 0
Disc Valve | 100 Diam | Accessories | 0 | 0
DMP - VCDQK | VC DAMPER WITH QUADRANT KIT 150*150 |  | 0 | 0
DPF95%/600/600/300 | DISPOSABLE POCKET FILTER 95% |  | 0 | 0
DPF95%/600/600/600 | DISPOSABLE POCKET FILTER 95% |  | 0 | 0
DPF95%/CUSTOM | DISPOSABLE POCKET FILTER 95% 600MM X 270MM X 300MM |  | 0 | 0
DPF95%/CUSTOM. | DISPOSABLE POCKET FILTER 95% 600MM X 270MM X 600MM |  | 0 | 0
DREC450 | DREC 450 | FM - KAYITES | 1 | 0
DRG4030 | DOOR GRILLE 400/300 NS NA |  | 0 | 0
DRG4040 | DOOR GRILLE 400/400 NS NA |  | 0 | 0
DTG/01 | DRG 300x150 Mill c/w Powder Coating |  | 0 | 0
Duct | 10 Meter Spiral Flexible Ducting |  | 0 | 0
E) | Brackets - sets motor mounting brackets (threaded rod) |  | 0 | 0
E01-FAN1 | Torrette TR-A 450 T4 2.2KW ATEX ZONE 1 - Explosion Proof Roof Top Exhaust Fan |  | 0 | 0
E01-FAN2 | TORRETTE TR-A 355 T4 0.55KW ATEX Zone 1 - Explosion Proof Roof Top Exhaust Fan |  | 0 | 0
E01-FAN3 | ENKEL QBK 190 EC - Cassette Type Exhaust Fan |  | 0 | 0
E01-FAN4 | CA 150 MD E RF - Roof Top Exhaust Fan |  | 0 | 0
E01-FAN5 | A-E 354 T - Wall Mounted Exhaust Fan |  | 0 | 0
E01-FAN6 | A-E 304 T - Wall Mounted Exhaust Fan |  | 0 | 0
E1006999 | BD-140 / INOX 316 - Inlet Transition |  | 0 | 0
E1007790 | CHT-630-6T/ATEX/2D Ex tb 230/400V. |  | 0 | 0
E1012489 | CMP-514-2T UL/CSA 480V. 60Hz |  | 0 | 0
E1098100 | CMRS-710-4T-20/ALL |  | 0 | 0
E1098105 | CMRS-800-6T-7.5/ALL |  | 0 | 0
E1122845 | THT/CL-125-6/12T/9-10-F-400 400V. |  | 0 | 0
e12TS30 | e12TS GOR-C + E.M. 30 KW GR 200-B5 + PTC (Motor included) |  | 0 | 0
EAF 06 | 3040 l/s @ 300Pa |  | 0 | 0
EAF 06. | 3040 l/s @ 300Pa (Set 710 Blades to 20 Degree) |  | 0 | 0
EG/01 | Disc Valve |  | 0 | 0
EG/02 | 4 way Ceiling Diffuser |  | 0 | 0
Electric Motor | 5.5 kW 4 Pole 380 V (Foot Mount) Standard Motor |  | 0 | 0
EML2303033 | 5.5kw 4P 400V/690V B3T 132S IE1 Motor |  | 0 | 0
ESD-220V | Smoke Damper & 220v Actuator |  | 0 | 0
ESD-24V | Smoke Damper & 24v Actuator |  | 0 | 0
EUA1152MM | Eurotherm A1 152mm - 10M |  | 0 | 0
EVC-JH168 | Evaporative Air Cooler: 220V, 380W, 3 Speed, 8000m3/hr, 80Pa |  | 0 | 0
EVM100 | 100MM METAL EXTRACT VALVE |  | 0 | 0
EVM200 | 200MM METAL EXTRACT VALVE |  | 0 | 0
F) | Brackets - set motor mounting bracket (threaded rod) |  | 0 | 0
F6942 Filter | Donkin Fan Filter F6942 Set | FM - DONKIN | 0 | 0
FA 400 | FAC 400/3/4 |  | 0 | 0
FA6 | FA6 |  | 0 | 0
FA8 | FA8 |  | 0 | 0
FAN QCP | Data Book |  | 0 | 0
Fan Screen | 500mm Dia |  | 0 | 0
Fan Testing | Service Engineer x1 |  | 0 | 0
FB | Filter box, wall sleeve and flashing |  | 0 | 0
FCC 21/1 | c/w 0.55 kW 6 Pole 380 V Motor |  | 0 | 0
FD40 | Floor Fan |  | 0 | 0
FILTERSS | RIGID POC FILTERS |  | 0 | 0
FL4 | FL4 - 1' 1/4 | FM - FPZ | 6 | 0
FL5 | FL5 - 1' 1/2 | FM - FPZ | 16 | 0
FL6 | FL6 - 2' | FM - FPZ | 13 | 0
FL8 | FL8 - 3' | FM - FPZ | 13 | 0
FL9 | FL9 - 4 Intake Filter | FM - FPZ | 14 | 0
flex | Inlet and Discharge Flexible Connections |  | 0 | 0
FM - 004 | 2940 rpm SANS 60079-15 |  | 0 | 0
FM - EXPORT | GOODS DELIVERED |  | 0 | 0
FM - IMPORTS | STOCK RECEIVED |  | 0 | 0
FM - IMPORTS VAT | IMPORT OUTPUT VAT |  | 0 | 0
FM - Inspection | Charges SGS |  | 0 | 0
FM - PRINTER | PRINTER COPIES |  | 0 | 0
FM- 003 | 7.5kW Stator Rewind to 525V |  | 0 | 0
FMX5000302 | Fumax 500.20.C.8.300.2.3 c/w 3 kW 2 Pole 380V |  | 0 | 0
FMX900 | Fumax 900 |  | 0 | 0
FR500A-4T-4.0G/5.5P-H | 4.0KW 380V 9.5A |  | 0 | 0
FRK-25 | DUCT WRAP 10m X 1200 X 25 X 23 FRK (silver) |  | 0 | 0
FS C.25A | Fan Speed Controller |  | 8 | 0
FT4001502 | Funmax 400 15.D.8 c/w 1.5kw 2P 380 V Motor | FM - DONKIN | 0 | 0
FT7101104 | Funmax 710 20.D.8 c/w 1.1kw 4P 380 V Motor | FM - DONKIN | 0 | 0
FT8003004 | Fumax 800.32.E.8.300.4.3 c/w 3 kW 4 Pole 380V |  | 0 | 0
fuel Surcharge | Fuel Surcharge |  | 0 | 0
Fumax 1000.32.F.8.1100.4.3 | c/w 11 kW 4 Pole 380 V Motor |  | 0 | 0
Fumax 1000.32.F.8.1500.4.3 | c/w 15 kW 4 Pole 380 V Motor |  | 0 | 0
Fumax 1000.32.F.8.1850.4.3 | c/w 18.5 kW 4 Pole 400 V Motor |  | 0 | 0
Fumax 500 20.C.8 | c/w 2.2kW 4 Pole 380 V |  | 0 | 0
Fumax 560 | Fumax 560.20.D.8 C/W 3KW 2P 380V |  | 0 | 0
Fumax 630 | Fumax 630 |  | 0 | 0
Fumax 710.20.D.8.0220.4.3 | c/w 2.2 kW 4 Pole 380 V Motor |  | 0 | 0
Fumax 800.32.E.8.0400.4.3 | c/w 4 kW 4 Pole 380 V Motor |  | 0 | 0
Fumax 900 32.E.8 | c/w 4 kW 4 Pole 380 V |  | 0 | 0
Fumax 900.20.E.8.0550.4.3 | c/w 5.5 kW 4 Pole 380 V |  | 0 | 0
Fumax 900.20.E.8.0750.4.3 | c/w 7.7 kW 4 Pole 380 V Motor |  | 0 | 0
FUMAX105X105 | UV print onto alu plates (105mm x105mm) block cut |  | 0 | 0
Fumax-2 400 15.B.8 | 1.5 kW 4 Pole 220 V |  | 0 | 0
Fumax400 | Fumax 4000.15.B.4 C/W 1.5KW 2P 380V |  | 0 | 0
FUMAX40X65 | UV print onto alu plates (40mm x65mm) block cut |  | 0 | 0
FUMAX630 | Fumax 630.20.D.8 c/w 1.5 kw 4P 380V |  | 0 | 0
FUMAX710 | Fumax 710.20.D c/w 3kw 4P 380V |  | 0 | 0
FUMAX900 | Fumax 900.32.4.E.4 c/w5.5kw 4P 380V |  | 0 | 0
Fumex 1250.50.H.6.0220.4.3 | c/w 22 kW 4 Pole 380 V Motor |  | 0 | 0
G2E180EH0301 | 220V SI Centrifugal Fan |  | 0 | 0
GALVANISING | Galvanizing General 11 X FAN CASING |  | 0 | 0
GAS001 | Rolls Gasketing |  | 0 | 0
GL5 | 380V Extraction & Ventilation 380V, 0.55kW 1430rpm 7000m3/hr |  | 0 | 0
GLF12.5 | Box, NO MOTOR |  | 0 | 0
GLF7 | c/w 0.45kW 960RPM 380V Motor |  | 0 | 0
GM35SG5IH | GM 35 S, UNIT, ACCOUSTIC HOOD |  | 0 | 0
GRM300 | Shutter PVC Gravity for 200mmFan S/Frame |  | 0 | 0
GRM350 | Shutter PVC Gravity for 250mmFan S/Frame | Accessories | 0 | 0
GRM535 | Shutter PVC Gravity for 400mmFan S/Frame |  | 0 | 0
GRM634 | Shutter PVC Gravity for 450mmFan S/Frame |  | 0 | 0
H20102 | WEATHER SEAL 6mm*25mm*5mt BLACK FOAM |  | 0 | 0
HANDLING FEE. | GOODS RETURNED HANDLING FEE - CHARGED AT 15% |  | 0 | 0
HBC-M 1400(E)/0.83 SI Arr (6A) (HD04/04) | c/w 110 kW 4 Pole 525 V |  | 0 | 0
HBC-M 1600(A)/0.93 SI Arr (6A) (HD04/04) | c/w 132 kW 4 Pole 525 V (Direct Driven) |  | 0 | 0
HBC-M 630(B)/0.96 | c/w 18.5 kW 4 Pole 380 V (Direct Driven) |  | 0 | 0
HBC-M 710/1.0 (1A) Class 3 | 30k W 4Pole 380 V Motor (Belt Driven Fan) |  | 0 | 0
HBC-M 900(A)/0.99 SI Arr (6A) (HD04/04) | c/w 55 kW 4 Pole 525V Motor |  | 0 | 0
HBCM630 | HBC-M 630 Ar 6A Direct Driven c/w 9.2KW 2P 380V |  | 0 | 0
HBF 45 T4 | c/w 0.55 kW 4 Pole 380V Motor |  | 0 | 0
HDA1250 | HDA 1250 , 9Bladed , axial flow impeller |  | 0 | 0
HDA9B315 | HDA9 - 315 Impeller to suit 0.37Kw 2pole Motor | FM - CFW FANS | 0 | 0
HE190ES | VORT QBK HE 190 ES (300CFM) | FM - VORTICE | 0 | 0
HEP.25.2TH | HEP.25.2T/H |  | 0 | 0
HF002 | Galvanised Holding Frame 610x610x55 |  | 0 | 0
HIGH H | HIGH HEAT 5LT SILVER |  | 0 | 0
HJBM-Plus | 50-T-4 c/w 0.55KW 1400rpm 380V |  | 0 | 0
HPLV 560 | ARR 6A 7,5kW-2P MOTOR 525 V |  | 0 | 0
HPLV 630/0.71 SISW Ar 6A | c/w 5.5 kW 2 Pole 380V Motor |  | 0 | 0
HPLV 630-1 | c/w 11kW 2Pole |  | 0 | 0
HPLV 710/0.75 SISW Ar 6A | c/w 15Kw 2P 400V |  | 0 | 0
HPLV710152 | HPLV 710/1.0 SISW Ar 6A c/w 15Kw 2P 400V |  | 0 | 0
HV | HV 6 c/w 0.45kw 6P |  | 0 | 0
HV 11.2 | 0.75kW 380V |  | 0 | 0
HV 12.5 | HV1250 c/w 1.1Kw 450 rpm 380V |  | 0 | 0
HV5.6 750x400x750 | c/w 0.45KW/ 960RPM / 220V |  | 0 | 0
HV5380V | HV5 c/w 0.55kw 380V |  | 0 | 0
HV-7 | HV 7 c/w 0.45kW 6Pole |  | 0 | 0
HV7T | HV 7 c/w 0.45kw 6P 380v |  | 0 | 0
HV8 | c/w 0.37Kw 450 rpm 380V |  | 0 | 0
HV9.5 Fan | HV 9.5 - 220V 0.55KW |  | 0 | 0
HV9.5T | Extractor Fan c/w 0.75kw 380v |  | 0 | 0
HVF | 105L-6 |  | 0 | 0
HVF - 105N | HVF-105N c/w 0.75kW 850rpm 220v |  | 0 | 0
HVF65N | HVF 65 N |  | 0 | 0
HVF75N | HVF 75 N |  | 0 | 0
HVJ2 | HVJ2 |  | 0 | 0
HVJ-2S- | 315 |  | 0 | 0
HVMotor 380V | HV 1250 - 380V Motor |  | 0 | 0
HWP100/001 | 500mm Dia Fan Guard 3mm Spiral, 4mm Support, Mild Steel, Uncoated |  | 0 | 0
HWP100/001- | 800mm Dia Fan Guard |  | 0 | 0
I&T | Installation and Training |  | 0 | 0
ID75/180OD | Cooling Spinner - 75mm ID - 180 OD |  | 0 | 0
IMA0500B150A10AR24090 | Impeller 0500mm 'B' 150A10AR 24mm 090Frame Deg00(aluminium) |  | 0 | 0
IM-CF | Light duty Impeller |  | 0 | 0
Imepeller 560mm 'B' 250A10AR | 19mm 080Frame 12DEG |  | 0 | 0
Imepeller 560mm 'B' 250A14AR | 19mm 080Frame 15DEG |  | 0 | 0
Imp BI | Set pitch, Crop & Balance impeller |  | 0 | 0
IMP0315B150A05PR14071 | Impeller 0315mm 'B' 150A05PR 14mm 071Frame Deg00 -10 DEG |  | 0 | 0
IMP0315B150A10AR14071 | Impeller 0315mm 'B' 150A10AR 14mm 071Frame Deg00 -26 DEG |  | 0 | 0
IMP0315B150A10PR14071 | Impeller 0315mm 'B' 150A10PR 14mm 071Frame Deg00 21 DEG |  | 0 | 0
IMP0400B150A05PR14071 | Impeller 0400mm 'B' 150A05PR 14mm 071Frame Deg00 - 10 DEG |  | 0 | 0
IMP0400B150A05PR19080 | Impeller 0400mm 'B' 150A05PR 19mm 080Frame - 23Deg |  | 0 | 0
IMP0400B150A05PR24090 | Impeller 0400mm 'B' 150A05PR 24mm 090Frame - 29Deg |  | 0 | 0
IMP0400B150A10PR14071 | Impeller 0400mm 'B' 150A10PR 14mm 071Frame Deg00 19 DEG |  | 0 | 0
IMP0500B150A05AR19080 | Impeller 0500mm 'B' 150A05AR 19mm 080Frame Deg00 - 10 DEG |  | 0 | 0
IMP0500B150A05AR24090 | Impeller 0500mm 'B' 150A05AR 24mm 090Frame Deg00 -14 DEG |  | 0 | 0
IMP0500B150A05PR14071 | Impeller 0500mm 'B' 150A05PR 14mm 071Frame Deg00 -17 DEG |  | 0 | 0
IMP0500B150A10AR14071 | Impeller 0500mm 'B' 150A10AR 14mm 071Frame Deg00 -10 DEG |  | 0 | 0
IMP0500B150A10AR24090 | Impeller 0500mm 'B' 150A10AR 24mm 090Frame Deg16 |  | 0 | 0
IMP0500B150A10AR24090. | Impeller 0500mm 'B' 150A10AR 24mm 090Fram 16deg |  | 0 | 0
IMP0500B150A10AR28100 | Impeller 0500mm 'B' 150A10AR 28mm 100Frame Deg00 -25 DEG |  | 0 | 0
IMP0500B150A10PR14071 | Impeller 0500mm 'B' 150A10PR 14mm 071Frame Deg00 - 18 DEG |  | 0 | 0
IMP0500B150A10PR140711 | Impeller 0500mm 'B' 150A10PR 14mm 071Frame Deg00 - 12 DEG |  | 0 | 0
IMP0560B150A05AR14071 | Impeller 0560mm 'B' 150A05AR 14mm 071Frame Deg00 - 20 DEG |  | 0 | 0
IMP0560B150A05AR28100 | Impeller 0560mm 'B' 150A05AR 28mm 100Frame Deg00 - 22 DEG |  | 0 | 0
IMP0560B150A05PR14071 | Impeller 0560mm 'B' 150A05PR 14mm 071Frame Deg00 20 DEG |  | 0 | 0
IMP0560B150A10AR14071 | Impeller 0560mm 'B' 150A10AR 14mm 071Frame Deg00 10 DEG FM3517 |  | 0 | 0
IMP0560B150A10AR19080 | Impeller 0560mm 'B' 150A10AR 19mm 080Frame Deg00 - 15 DEG |  | 0 | 0
IMP0560B150A10AR19080. | Impeller 0560mm 'B' 150A10AR 19mm 080Frame Deg00 - 20 DEG |  | 0 | 0
IMP0560B150A10AR19080.. | Impeller 0560mm 'B' 150A10AR 19mm 080Frame Deg00 - 12 DEG |  | 0 | 0
IMP0560B150A10AR19080... | Impeller 0560mm 'B' 150A10AR 19mm 080Frame Deg00 13 DEG FM3516 |  | 0 | 0
IMP0560B150A10AR24090 | Impeller 0560mm 'B' 150A10AR 24mm 090Frame Deg00 - 33 DEG |  | 0 | 0
IMP0560B150A10AR24090. | Impeller 0560mm 'B' 150A10AR 24mm 090Frame Deg00 - 28 DEG |  | 0 | 0
IMP0560B150A10PR14071 | Impeller 0560mm 'B' 150A10PR 14mm 071Frame |  | 0 | 0
IMP0560B150A10PR19080 | Impeller 0560mm 'B' 150A10PR 19mm 080Frame Deg00 - 11 DEG |  | 0 | 0
IMP0560B250A14AR19080 | Impeller 0560mm 'B' 250A14AR19mm 080Frame |  | 0 | 0
IMP0560B250A14PR24090 | Impeller 0560mm 'B' 250A14PR 24mm 090Frame |  | 0 | 0
IMP0630B150A10AR24090 | Impeller 0630mm 'B' 150A10AR 24mm 090Frame Deg00 -27 DEG |  | 0 | 0
IMP0630B250A14AR24090 | Impeller 0630mm 'B' 250A14AR 24mm 090Frame |  | 0 | 0
IMP0630B250A14AR28100 | Impeller 0630mm 'B' 250A14AR 28mm 100Frame |  | 0 | 0
IMP0630B250A14PR28100 | Impeller 0630mm 'B' 250A14PR 28mm 100Frame Deg00 - 30 DEG |  | 0 | 0
IMP0710A150A10AR28100 | Impeller 0710mm 'A' 150A10AR 28mm 100Frame Deg00 - 38 DEG |  | 0 | 0
IMP0710B150A05AR28100 | Impeller 0710mm 'B' 150A05AR 28mm 100Frame Deg00 - 35 DEG |  | 0 | 0
IMP0710B150A05PR24090 | Impeller 0710mm 'B' 150A05PR 24mm 090Frame Deg00 -21 DEG |  | 0 | 0
IMP0710B150A10AR28100 | Impeller 0710mm 'B' 150A10AR 28mm 100Frame Deg00 - 33 DEG |  | 0 | 0
IMP0710B150A10AR28100. | Impeller 0710mm 'B' 150A10AR 28mm 100Frame Deg00 - 38 DEG |  | 0 | 0
IMP0710B250A07PR240903 | Impeller 0710mm 'B' 250A07PR 24mm 090Frame Deg00 -24 DEG |  | 0 | 0
IMP0710B250A14AR28100 | Impeller 0710mm 'B' 250A14AR 28mm 100Frame |  | 0 | 0
IMP0710B250A14PR24090 | Impeller 0710mm 'B' 250A14PR 24mm 090Frame |  | 0 | 0
IMP0800B150A10AR28100 | Impeller 0800mm 'B' 150A10AR 28mm 100Frame Deg00 - 25 DEG |  | 0 | 0
IMP0800B150A10AR28100. | Impeller 0800mm 'B' 150A10AR 28mm 100Frame Deg00 -14 DEG |  | 0 | 0
IMP0800B150A10PR28100 | Impeller 0800mm 'B' 150A10PR 28mm 100Frame Deg 25 |  | 0 | 0
IMP0800B250A14AR28100 | Impeller 0800mm 'B' 250A14AR 28mm 100Frame |  | 0 | 0
IMP0800B250A14AR38132 | Impeller 0800mm 'B' 250A14AR 38mm 132Frame Deg00 - 35 DEG |  | 0 | 0
IMP1000B250A14AR38132 | Impeller 1000mm 'B' 250A14AR 38mm 132Frame Deg00 - 25 DEG |  | 0 | 0
IMP1220 Impeller | c/w 18.5 kW 4 Pole 380 V |  | 0 | 0
IMP315LDA | 315diam LDA Impeller |  | 0 | 0
IMP400LDA | 400diam LDA Impeller |  | 0 | 0
IMP400LDP | 400diam LDP Impeller |  | 0 | 0
IMP560LDP | LDP 560/250/12/1440-Form B - 15 degrees |  | 0 | 0
IMP800LDA | LDA 800-9-A16 |  | 0 | 0
Impeller 0710mm 'B' 150A10AR | 24mm 090Frame 13 DEG |  | 0 | 0
Impeller 0710mm 'B' 250A14AR | 24mm 090 Frame 10 DEG |  | 0 | 0
Impeller 560mm 'B' 150A10AR | 14mm 071Frame 12DEG |  | 0 | 0
Impeller 630mm 'B' 150A10AR | 24mm 090Frame 15DEG |  | 0 | 0
Impeller 630mm 'B' 250A14AR | 24mm 090Frame 15 DEG |  | 0 | 0
Impeller 710mm 'B' 250A14R | 24mm 090Frame 12 DEG |  | 0 | 0
Impeller shaft | Impeller shaft+2 keys. Stainless Steel |  | 0 | 0
Induced Draft Plan | INSPECTION TEST PALN (ITP) |  | 0 | 0
INLET-CONE | 18 Inch Inlet Cone |  | 0 | 0
Installation | Attenuators |  | 0 | 0
J48821 | BCC-2 450 c/w 5.5kw 4P 380V DIDW |  | 0 | 0
J57174BRG | BCC-2 560 Bearings |  | 0 | 0
J57174IMP | BCC-2 560 Impeller set |  | 0 | 0
J57174INC | BCC-2 560 Inlet Cone |  | 0 | 0
J57174SHT | BCC-2 560 Shaft |  | 0 | 0
J70889 FAN | BCC-2 900/1.0 SISW c/w 7.5Kw 4P 380V |  | 0 | 0
J89867 AVM | Anti Vibration Mount-Set |  | 0 | 0
J95929 | BCC-2 315 Class 1 DIDW c/w 2.2kw 4P 380V |  | 0 | 0
J96093 | BCC-2 355 DIDW c/w 3.0kw 2P 380V |  | 0 | 0
J96202-BCC-2315 | BCC-2 315 Class 1 AR 4A DIDW excl motor |  | 0 | 0
JA2 18000Btu | JASA-H18A4/JA2 |  | 0 | 0
JAXI300F400 | JAXI 300 F400 'C / 2H | FM - KAYITES | 0 | 0
JAXI315F300 | JAXI 315 F300 'C / 2H | FM - KAYITES | 0 | 0
JAXI355F300 | JAXI 355 F300 'C / 2H | FM - KAYITES | 0 | 0
JAXI355F400 | JAXI 355 F400 'C / 2H | FM - KAYITES | 0 | 0
JAXI400F300 | JAXI 400 F300 'C / 2H | FM - KAYITES | 0 | 0
JAXI400F400 | JAXI 400 F400 'C / 2H | FM - KAYITES | 0 | 0
JAXI450F300 | JAXI 450 F300 'C / 2H | FM - KAYITES | 0 | 0
JAXI450F400 | JAXI 450 F400 'C / 2H | FM - KAYITES | 0 | 0
JAXI500F300 | JAXI 500 F300 'C / 2H | FM - KAYITES | 0 | 0
JAXI500F400 | JAXI 500 F400 'C / 2H | FM - KAYITES | 0 | 0
JB1948 | HPLV 630/0.71 c/w 4.0kw 2890rpm 525V Motor |  | 0 | 0
JC25776 BEARING SET | c/w TIMAKE PLUMMER BLOCK |  | 0 | 0
JC25776 SHAFT | ONLY |  | 0 | 0
JC6202 | BCC-2 Class 1 DI2DW c/w 2,2kW 4P 400V - 2522RPM |  | 0 | 0
JC9756 | BCC-2 315 Class 1 DIDW c/w 2.2kw 4P 380V - 2845RPM |  | 0 | 0
JG/S6 | 600mm 380V 2.2KW 1400rpm |  | 0 | 0
JRAD50F300 | JRAD 50 F300 'C / 2H | FM - KAYITES | 0 | 0
JRAD50F400 | JRAD 50 F400 'C / 2H | FM - KAYITES | 0 | 0
JRAD70F300 | JRAD 70 F300 'C / 2H | FM - KAYITES | 0 | 0
JRAD70F400 | JRAD 70 F400 'C / 2H | FM - KAYITES | 0 | 0
JRAD90F300 | JRAD 90 F300 'C / 2H | FM - KAYITES | 0 | 0
JRAD90F400 | JRAD 90 F400 'C / 2H | FM - KAYITES | 0 | 0
K03MS055S | SCL-K03 MS-0.55kW-1 | FM - FPZ | 3 | 0
K04MS11S | SCL-K04 MS-1.1kW-1-220V | FM - FPZ | 0 | 6
K04MS11T | SCL-K04 MS-1.1kW | FM - FPZ | 0 | 6
K04MS15T | SCL-K04 MS-1.5kW | FM - FPZ | 1 | 0
K05MS11S | SCL-K05 MS-1.1kW-1-220V | FM - FPZ | 0 | 0
K05MS11T | SCL-K05 MS-1.1kW | FM - FPZ | 0 | 0
K05MS15T | SCL-K05 MS-1.5kW | FM - FPZ | 0 | 2
K05MS22S | SCL-K04 MS-2.2kW-1-220V | FM - FPZ | 0 | 0
K05MS22T | SCL-K05 MS-2.2kW | FM - FPZ | 2 | 4
K05MS3T | SCL-K05 MS-3kW | FM - FPZ | 0 | 0
K05TD3 | SCL-K05 TD-3kW | FM - FPZ | 0 | 0
K05TD4 | SCL-K05 TD-4kW | FM - FPZ | 0 | 0
K05TS3 | SCL-K05 TS-3kW | FM - FPZ | 0 | 0
K05TS4 | SCL-K05 TS-4kW | FM - FPZ | 0 | 0
K06MS22 | SCL-K06 MS-2.2kW | FM - FPZ | 0 | 0
K06MS3 | SCL-K06 MS-3.0kW | FM - FPZ | 0 | 0
K06MS4 | SCL-K06 MS-4W | FM - FPZ | 3 | 0
K06TD4 | SCL-K06 TD-4.0kW | FM - FPZ | 0 | 0
K06TD55 | SCL-K06 TD-5.5kW | FM - FPZ | 0 | 0
K06TD75 | SCL-K06 TD-7.5kW | FM - FPZ | 0 | 0
K06TS4 | SCL-K06 TS-4.0kW | FM - FPZ | 0 | 0
K06TS55 | SCL-K06 TS-5.5kW | FM - FPZ | 0 | 0
K06TS75 | SCL-K06 TS-7.5kW | FM - FPZ | 0 | 0
K07MS22 | SCL-K07 MS-2.2kW | FM - FPZ | 0 | 0
K07MS3 | SCL-K07 MS-3.0kW | FM - FPZ | 0 | 0
K07MS4 | SCL-K07 MS-4kW | FM - FPZ | 0 | 0
K07MS55 | SCL-K07 MS-5.5kW | FM - FPZ | 0 | 0
K07RMD4 | SCL-K07R MD-4.0kW | FM - FPZ | 0 | 0
K07RMD55 | SCL-K07R MD-5.5kW | FM - FPZ | 2 | 0
K07TD55 | SCL-K07 TD-5.5kW | FM - FPZ | 0 | 0
K07TD75 | SCL-K07 TD-7.5kW | FM - FPZ | 0 | 0
K07TD92 | SCL-K07 TD-9.2kW | FM - FPZ | 0 | 0
K07TS11 | SCL-K07 TS-11kW | FM - FPZ | 0 | 0
K07TS55 | SCL-K07 TS-5.5kW | FM - FPZ | 0 | 0
K07TS75 | SCL-K07 TS-7.5kW | FM - FPZ | 0 | 0
K07TS92 | SCL-K07 TS-9.2kW | FM - FPZ | 0 | 0
K08MS4 | SCL-K08 MS-4kW | FM - FPZ | 0 | 0
K08MS55 | SCL-K08 MS-5.5kW | FM - FPZ | 0 | 0
K08MS75 | SCL-K08 MS-7.5kW | FM - FPZ | 1 | 0
K08MS92 | SCL-K08 MS-9.2kW | FM - FPZ | 0 | 0
K08RMD75 | SCL-K08R MD MOR-7.5kw 380V | FM - FPZ | 1 | 0
K08TD11 | SCL-K08 TD-11kW | FM - FPZ | 0 | 0
K08TD15 | SCL-K08 TD-15kW | FM - FPZ | 0 | 0
K08TD75 | SCL-K08 TD-7.5kW | FM - FPZ | 0 | 0
K08TD92 | SCL-K08 TD-9.2kW | FM - FPZ | 0 | 0
K08TS11 | SCL-K08 TS-11kW | FM - FPZ | 0 | 0
K08TS15 | SCL-K08 TS-15kW | FM - FPZ | 0 | 0
K08TS75 | SCL-K08 TS-7.5kW | FM - FPZ | 0 | 0
K08TS92 | SCL-K08 TS-9.2kW | FM - FPZ | 0 | 0
K09MD55 | SCL-K09 MD-5.5kW | FM - FPZ | 0 | 0
K09MD75 | SCL-K09 MD-7.5kW | FM - FPZ | 3 | 0
K09MS11 | SCL-K09 MS-11kW | FM - FPZ | 1 | 0
K09MS4 | SCL-K09 MS-4kW | FM - FPZ | 0 | 0
K09MS55 | SCL-K09 MS-5.5kW | FM - FPZ | 0 | 0
K09MS75 | SCL-K09 MS-7.5kW | FM - FPZ | 0 | 0
K09MS92 | SCL-K09 MS-9.2kW | FM - FPZ | 0 | 0
K09TD11 | SCL-K09 TD-11kW | FM - FPZ | 0 | 0
K09TD15 | SCL-K09 TD-15kW | FM - FPZ | 0 | 0
K09TS11 | SCL-K09 TS-11kW | FM - FPZ | 0 | 0
K09TS15 | SCL-K09 TS-15kW | FM - FPZ | 0 | 0
K10MD75 | SCL-K10 MD-7.5kW | FM - FPZ | 0 | 0
K10MD92 | SCL-K10 MD-9.2kW | FM - FPZ | 0 | 0
K10MS11 | SCL-K10 MS-11kW | FM - FPZ | 0 | 0
K10MS15 | SCL-K10 MS-15kW | FM - FPZ | 0 | 0
K10MS55 | SCL-K10 MS-5.5kW | FM - FPZ | 0 | 0
K10MS75 | SCL-K10 MS-7.5kW | FM - FPZ | 0 | 0
K10MS92 | SCL-K10 MS-9.2kW | FM - FPZ | 1 | 0
K10TD11 | SCL-K10 T D-11kW | FM - FPZ | 0 | 0
K10TD15 | SCL-K10 TD-15kW | FM - FPZ | 0 | 0
K10TD185 | SCL-K10 TD-18.5kW | FM - FPZ | 0 | 0
K10TS11 | SCL-K10 TS-11kW | FM - FPZ | 0 | 0
K10TS15 | SCL-K10 TS-15kW | FM - FPZ | 0 | 0
K10TS185 | SCL-K10 TS-18.5kW | FM - FPZ | 0 | 0
K11MD11 | SCL-K11 MD-11kW | FM - FPZ | 0 | 0
K11MD75 | SCL-K11 MD-7.5kW | FM - FPZ | 0 | 0
K11MS11 | SCL-K11 MS-11kW | FM - FPZ | 0 | 0
K11MS15 | SCL-K11 MS-15kW | FM - FPZ | 0 | 0
K11MS185 | SCL-K11 MS-18.5kW | FM - FPZ | 0 | 0
K11MS75 | SCL-K11 MS-7.5kW | FM - FPZ | 0 | 0
K11MS92 | SCL-K11 MS-9.2kW | FM - FPZ | 0 | 0
K11TD15 | SCL-K11 TD-15kW | FM - FPZ | 0 | 0
K11TD185 | SCL-K11 TD-18.5kW | FM - FPZ | 0 | 0
K11TS15 | SCL-K11 TS-15kW | FM - FPZ | 0 | 0
K11TS185 | SCL-K11 TS-18.5kW | FM - FPZ | 0 | 0
K11TS22 | SCL-K11 TS-22kW | FM - FPZ | 0 | 0
K11TS30 | SCL E11-TS GOR-C 30KW 400/690-50 V-Hz |  | 0 | 0
K12MD11 | SCL-K12 MD-11kW | FM - FPZ | 0 | 0
K12MD15 | SCL-K12 MD-15kW | FM - FPZ | 0 | 0
K12MS11 | SCL-K12 MS-11kW | FM - FPZ | 0 | 0
K12MS15 | SCL-K12 MS-15kW | FM - FPZ | 0 | 0
K12MS185 | SCL-K12 MS-18.5kW | FM - FPZ | 0 | 0
K12MS92 | SCL-K12 MS-9.2kW | FM - FPZ | 0 | 0
K12TD185 | SCL-K12 TD-18.5kW | FM - FPZ | 0 | 0
K431A5F | D 1F-1,05KW X DDMP 8/9 TIG M6A1 |  | 0 | 0
K431A8B | D 1F-2,0KW X DDMP 10/8 M6A4 |  | 0 | 0
K75MS4 | SCL-K75 MS-4kW | FM - FPZ | 0 | 0
K75MS55 | SCL-K75 MS-5.5kW | FM - FPZ | 0 | 0
K75MS75 | SCL-K75 MS-7.5kW | FM - FPZ | 0 | 0
KAF100 | KAF 100 | FM - KAYITES | 10 | 0
KAF125 | KAF 125 | FM - KAYITES | 3 | 0
KAF150 | KAF 150 | FM - KAYITES | 0 | 0
KAF160 | KAF 160 | FM - KAYITES | 0 | 0
KAF200 | KAF 200 | FM - KAYITES | 0 | 0
KAF250 | KAF 250 | FM - KAYITES | 8 | 0
KAF315 | KAF 315 | FM - KAYITES | 12 | 0
KAT 15/15 C2 | TWIN BARE FAN 380/380 CW FCC |  | 0 | 0
KAZ120 | KAZ 120 | FM - KAYITES | 15 | 0
KAZ140 | KAZ 140 | FM - KAYITES | 7 | 0
KAZ160 | KAZ 160 | FM - KAYITES | 17 | 0
KDAXIS200 | KDAXIS 200 | FM - KAYITES | 30 | 0
KDAXIS250 | KDAXIS 250 | FM - KAYITES | 22 | 0
KDAXIS300 | KDAXIS 300 | FM - KAYITES | 30 | 0
KDAXIS350 | KDAXIS 350 | FM - KAYITES | 21 | 0
KDD 10/10-4/1 | Fan KDD 10/10 550W 4P-1 3SY |  | 0 | 0
Keep-plate5mmOD | Keep Plate 5mm OD. 42mm, ID. 6mm |  | 0 | 0
KHA50 | Speed Controller |  | 0 | 0
KOMU250 | KOMU250 - Non Return Damper | Vents | 0 | 0
KP2-S c/w | 373 Watts 220/1/50 |  | 0 | 0
KP6-H AT | Attenuator |  | 0 | 0
KP6-H. | Filter Unit with Primary and Hepa Filter |  | 0 | 0
KSA-250-4K-M | KSA-250-4K-M |  | 0 | 0
KSA-300-4K-M | KSA-300-4K-M | FM - KAYITES | 0 | 0
KSA-350-4K-M | KSA-350-4K-M | FM - KAYITES | 0 | 0
KSA4004M | KSA-400-4K-M-220V | FM - KAYITES | 0 | 0
KSA4004T | KSA-400-4K-T-380V | FM - KAYITES | 3 | 0
KSA4504M | KSA-450-4K-M-220V | FM - KAYITES | 0 | 0
KSA4504T | KSA-450-4K-T-380V | FM - KAYITES | 3 | 0
KSA5004M | KSA-500-4K-M-220V | FM - KAYITES | 0 | 0
KSA5004T | KSA-500-4K-T-380V | FM - KAYITES | 0 | 0
KSA5504M | KSA-550-4K-M-220V | FM - KAYITES | 0 | 0
KSA5504T | KSA-550-4K-T-380V | FM - KAYITES | 0 | 0
KSA6004M | KSA-600-4K-M-220V | FM - KAYITES | 0 | 0
KSA6004T | KSA-600-4K-T-380V | FM - KAYITES | 0 | 0
KSB 150 | INLINE SILENT FAN |  | 0 | 0
KSB250 | KSB250 | Vents | 1 | 0
KUL | 1/200 X 200 back draft damper |  | 0 | 0
L10101101 | CA 100 VO - D Two Speed - Plastic | FM - VORTICE | 0 | 0
L10101126 | CA 125 VO - D Two Speed - Plastic | FM - VORTICE | 0 | 0
L10101151 | CA 150 VO - D Two Speed - Plastic | FM - VORTICE | 0 | 0
L10101200 | CA 200Q VO Lower Volume In-Line Tube Fan Plastic Casin | FM - VORTICE | 0 | 0
L10101250 | CA 250 VO In-Line Tube Fan Plastic Casing | FM - VORTICE | 0 | 0
L10101315 | CA 315 VO In-Line Tube Fan Plastic Casing | FM - VORTICE | 0 | 0
L10101317 | CA 355 | FM - VORTICE | 0 | 0
L20300630 | 24 - 630mm Louvre Shutter Size 756 X 756 |  | 0 | 0
L54202182 | CMA 218-2T |  | 0 | 0
Labour. | Repair Dasqua 1012-2010-A COMBINATION SET SQUARE |  | 0 | 0
Laptop | Lenovo AMD RYZEN 7 (i7) 7730U 2.0GHz -8GB ram 512GB 15.6 ich FHD battery 3 Cell |  | 0 | 0
Laser Cutting - | Program 1 Cutting & Bending |  | 0 | 0
LCE 250 | Extractor Ceiling Fan 250mm 220v |  | 0 | 0
LCF- 56 | 900mm Ceiling Sweep Fan |  | 0 | 0
LDA9B710 | LDA9B - Allumium bladed Impeller - Form B to suit 1.1kw 4Pole motor | FM - CFW FANS | 0 | 0
LDP 560/250/12/1440/ | Form B - Blade Angle 15 Deg |  | 0 | 0
LEGESSS-COT135-100-03-M | LEGENDARY SHORT SLEEVE SHIRT BLUE M |  | 0 | 0
LEGESSS-COT135-101-03-M | LEGENDARY SHORT SLEEVE SHIRT NAVY M |  | 0 | 0
LEGESSS-COT135-914-04-L | LEGENDARY SHORT SLEEVE SHIRT FATIGUE L |  | 0 | 0
LEGESSS-MCNAST-M45-03-M | LEGENDARY TWO-TONE SHORT SLEEVE SHIRT - NAVY/STONE M |  | 0 | 0
LEGESSS-MCNAST-M45-04-L | LEGENDARY TWO-TONE SHORT SLEEVE SHIRT NAVY/STONE L |  | 0 | 0
LFC | LFC 450 SISW CL-1 Arrgt 1A |  | 0 | 0
LS250 | LOUVER SHUTTER Alum. 9 | FM - DONKIN | 0 | 0
LS315 | LOUVER SHUTTER Alum. 12 | FM - DONKIN | 0 | 0
LS400 | LOUVRE SHUTTER 15'' | FM - DONKIN | 0 | 0
LS500 | LOUVRE SHUTTER Alum. 18 | FM - DONKIN | 0 | 0
LS630 | LOUVRE SHUTTER Alum. 24 | FM - DONKIN | 0 | 0
LT10-3SPD | LT10 - 3-Step Speed Controller 10Amp |  | 0 | 0
M10 DIN 934 GRADE 8.8 HEX NUT Z/BLUE 10 934 GR8 ZB | M10 DIN 934 GRADE 8.8 HEX NUT Z/BLUE 10 934 GR8 ZB |  | 0 | 0
M10 FLAT WASHER (10 .5i/dx20o/dxthk) S/S A2 | M10 Flat Washer S/S A2 |  | 0 | 0
M10 FLAT WASHER DIN 125A ZINC BLUE (10 .5i/dx20o/dxthk) 10 125A ZB | M10 FLAT WASHER DIN 125A ZINC BLUE (10 .5i/dx20o/dxthk) 10 125A ZB |  | 0 | 0
M10 Nylock Nut | M10 Nylock Nut Zinc Blue(Silver) |  | 0 | 0
M10*1 M/S THREADED ROD Z/BLUE 10X1 975 ZB | M10*1 M/S THREADED ROD Z/BLUE 10X1 975 ZB |  | 0 | 0
M10*16 | M10*16 HT HEX SET SCREW |  | 0 | 0
M10*25 HT HEX SET SCREW Z/BLUE 10X25 933 8.8 ZB | M10*25 HT HEX SET SCREW Z/BLUE 10X25 933 8.8 ZB |  | 0 | 0
M10X25 | HEX SET SCREW - S/S 304 - A2 |  | 0 | 0
M10X25X2 FLAT WASHER Z/BLUE 10X25X2 OLD ZB | M10X25X2 FLAT WASHER Z/BLUE 10X25X2 OLD ZB |  | 0 | 0
M10X35 | Hex Bolts zinc Blue(Silver) |  | 0 | 0
M10X40 | HT HEX SET SCREWS |  | 0 | 0
M10X45 | M10X45 HT HEX SET SCREWS |  | 0 | 0
M10X65 | M10X65 HT HEX SET SCREWS |  | 0 | 0
M12 | HEX NUT ZINC BLUE |  | 0 | 0
M12 S/S | M12 FLAT WASHER - S/S A2 - 304 |  | 0 | 0
M12*120 | HEX SET SCREW |  | 0 | 0
M12*20 HT HEX SET SCREW Z/BLUE 12X20 933 8.8 ZB | M12*20 HT HEX SET SCREW Z/BLUE 12X20 933 8.8 ZB |  | 0 | 0
M12*40 | M12*40 HT HEX NUT Z/BLUE |  | 0 | 0
M12*60 | M12X60 HT HEX SET SCREW Z/BLUE -Silver |  | 0 | 0
M12*90 | HEX SET SCREW |  | 0 | 0
M12X16 | M12X16 HT HEX SET SCREWS |  | 0 | 0
M12X25 | M12*25 HT HEX SET SCREW Z/BLUE 12X25 933 8.8 ZB |  | 0 | 0
M12X30X3 FLAT WASHER Z/BLUE 12X30X3 OLD ZB | M12X30X3 FLAT WASHER Z/BLUE 12X30X3 OLD ZB |  | 0 | 0
M12X35 | M12X35 HT Hex Set Screws |  | 0 | 0
M14 FLAT WASHER DIN 125A ZINC BLUE (15i / d X 28o/d X 2.5thk) 14 125A ZB | M14 FLAT WASHER DIN 125A ZINC BLUE (15i / d X 28o/d X 2.5thk) 14 125A ZB |  | 0 | 0
M14 HT NYLOCK NUT 14 985 GR8 | M14 HT NYLOCK NUT 14 985 GR8 |  | 0 | 0
M14*50 HT HEX SET SCREW Z/BLUE 14X50 933 8 . 8 ZB | M14*50 HT HEX SET SCREW Z/BLUE 14X50 933 8 . 8 ZB |  | 0 | 0
M16 FLAT WASHER DIN (17i/d X 30o/d 3thk) S/S A2 | M16 FLAT WASHER DIN (17i/d x 30o/d X 3thk) S/S A2 |  | 0 | 0
M16 FLAT WASHER DIN 125A ZINC BLUE (17i/d X 30o/d 3thk) 16 125A ZB | M16 FLAT WASHER DIN 125A ZINC BLUE (17i/d X 30o/d 3thk) 16 125A ZB |  | 0 | 0
M16 GR8 HEX NUT Z/BLUE 16 934 GR8 ZB | M16 GR8 HEX NUT Z/BLUE 16 934 GR8 ZB |  | 0 | 0
M16 HEX | M16 HEX NUT HOT DIP GALV |  | 0 | 0
M16 LOCK NUT | M16 HT LOCK NUT |  | 0 | 0
M16*1 | MM16*1 M/S THREADED ROD Z/BLUE - 16*1 975 ZB |  | 0 | 0
M16*110 | M16*110 GR8.8 HEX BOLT HOT |  | 0 | 0
M16*110 HT SET SCREW 16X110 933 8.8 | M16*110 HT SET SCREW 16X110 933 8.8 |  | 0 | 0
M16*120 HT HEX SET SCREW | M16*120 HT HEX SET SCREW 16X120 933 8.8 |  | 0 | 0
M16*20 | M16*20 Hex Set Screws |  | 0 | 0
M16*40 HT HEX SET SCREW 8 . 8 Z/BLUE 16X40 933 8 . 8 ZB | M16*40 HT HEX SET SCREW 8 . 8 Z/BLUE 16X40 933 8 . 8 ZB |  | 0 | 0
M16X110 HT SET SCREW 16X110 933 8.8 | M16X110 HT SET SCREW 16X110 933 8.8 |  | 0 | 0
M16X130 HT | M16X130 HT SET SCREW MECH |  | 0 | 0
M16X90 | M16X90 HT HEX SET SCREWS Z/BLUE |  | 0 | 0
M20 DIN 580 TESTED EYE BOLT GALV M20EYE OLD | M20 DIN 580 TESTED EYE BOLT GALV M20EYE OLD |  | 0 | 0
M20*20 GRUB SCREW Z/BLUE 20X20 916 14.9 ZB | M20*20 GRUB SCREW Z/BLUE 20X20 916 14.9 ZB |  | 0 | 0
M5 HT NUT Z/BLUE 5 934 GR8 ZB | M5 HT NUT Z/BLUE 5 934 GR8 ZB |  | 0 | 0
M5*16 HT HEX SET SCREW Z/BLUE 5X16 933 8.8 ZB | M5*16 HT HEX SET SCREW Z/BLUE 5X16 933 8.8 ZB |  | 0 | 0
M5*45 HT HEX SET SCREW 5X45 933 8 . 8 | M5*45 HT HEX SET SCREW 5X45 933 8 . 8 |  | 0 | 0
M5001- | Majax-2 500 20.C.8 Mancooler c/w 2.2 kW 2P 525V With Start/Stop Box | FM - DONKIN | 0 | 0
M5X16X1.5 | HT Flat washer |  | 0 | 0
M5X25 | HEX SET SCREW - S/S 304 - A2 |  | 0 | 0
M6 (6.4 X12X1.6) FLAT WASHER DIN 125A ZINC BLUE | M6 (6.4 X12X1.6) FLAT WASHER DIN 125A ZINC BLUE |  | 0 | 0
M6 HT HEX NUT Z/BLUE 6 934 GR8 ZB | M6 HT HEX NUT Z/BLUE 6 934 GR8 ZB |  | 0 | 0
M6 HT NYLOCK NUT | M6 HT NYLOCK NUT |  | 0 | 0
M6*16 CSK ALLEN CAP SCREW MECHANICAL YELLOW 6X16 7991 10.9 MY | M6*16 CSK ALLEN CAP SCREW MECHANICAL YELLOW 6X16 7991 10.9 MY |  | 0 | 0
M6*16 HT HEX SET SCREW ENVIROPAS 6X16 933 8.8 EN | M6*16 HT HEX SET SCREW ENVIROPAS 6X16 933 8.8 EN |  | 0 | 0
M6*25 | M6*25 HT HEX SET SCREW S/S A2 |  | 0 | 0
M6*25 HT HEX SET SCREW Z/BLUE | M6*25 HT HEX SET SCREW Z/BLUE |  | 0 | 0
M6*35 HT SET SCREW Z/BLUE 6X35 933 8.8 ZB | M6*35 HT SET SCREW Z/BLUE 6X35 933 8.8 ZB |  | 0 | 0
M6X20X2 | M6x20x2 - Flat Washer Zinc Blue | Accessories | 0 | 0
M8 . 4*20*3 FLAT WASHER Z/BLUE 8X20X3 OLD ZB | M8 . 4*20*3 FLAT WASHER Z/BLUE 8X20X3 OLD ZB |  | 0 | 0
M8 ANCHOR BOLTS | M8 ANCHOR BOLTS |  | 0 | 0
M8 FLAT WASHER DIN 125A ZINC BLUE (8 . 4ID*16OD*1.6THICK) 8 125A ZB | M8 FLAT WASHER DIN 125A ZINC BLUE (8 . 4ID*16OD*1.6THICK) 8 125A ZB |  | 0 | 0
M8 HT NYLOCK NUT 8 985 GR8 | M8 HT NYLOCK NUT 8 985 GR8 |  | 0 | 0
M8 NUT | M8 HEX NUT ZINC/BLUE |  | 0 | 0
M8*16 | M8*16 HT SET SCREW S/S A2 |  | 0 | 0
M8*16 HT SET SCREW Z/BLUE | M8*16 HT SET SCREW Z/BLUE |  | 0 | 0
M8*25 HT HEX 8 . 8 SET SCREW Z/BLUE 8X25 933 8 . 8 ZB | M8*25 HT HEX 8 . 8 SET SCREW Z/BLUE 8X25 933 8 . 8 ZB |  | 0 | 0
M8X25 | HEX SET SCREW - S/S 304 - A2 |  | 0 | 0
M8X70 | M8X70 HT HEX SET SCREWS ZINC/BLUE |  | 0 | 0
Majax-2 400 15.B.8 IM | Impeller |  | 0 | 0
Majax-2 400-15-B-8 Bifucated | T200 c/w 1.1kw 2P 400V |  | 0 | 0
Majax-2 630.20.D.4 | Speed Controller |  | 0 | 0
Man Cooler | 600mm c/w 1.5kw 220v |  | 0 | 0
MANUFACTURE RAW CASINGS | RAW CASING |  | 0 | 0
MaxfloA 710/150/5 | c/w1.5kw 4Pole 380V |  | 0 | 0
MaxfloP 710/150/5 | c/w 1.5kw 4Pole 380V |  | 0 | 0
MB315 | 315diam mounting brackets (4 per set) |  | 28 | 0
MB400 | 400diam mounting brackets (4 per set) |  | 23 | 0
MB500 | 500diam mounting brackets (4 per set) |  | 18 | 4
MB560 | 560diam mounting brackets (4 per set) |  | 26 | 2
MB630 | 630diam mounting brackets (4 per set) |  | 25 | 9
MB710 | 710diam mounting brackets (4 per set) |  | 18 | 8
MB800 | 800diam mounting brackets (4 per set) |  | 24 | 8
MB900 | 900diam mounting brackets (4 per set) |  | 3 | 0
MF125011006 | MFAJAX-3 1250 c/w 11,00KW 6P 380V | FM - DONKIN | 0 | 0
MF125015006 | MFAJAX-3 1250 c/w 15,00KW 6P 380V | FM - DONKIN | 0 | 0
MF125018506 | MFAJAX-3 1250 c/w 18,50KW 6P 380V | FM - DONKIN | 0 | 0
MF12502206 | MFAJAX-3 1250 c/w 2,20KW 6P 380V | FM - DONKIN | 0 | 0
MF12503006 | MFAJAX-3 1250 c/w 3,00KW 6P 380V | FM - DONKIN | 0 | 0
MF12504006 | MFAJAX-3 1250 c/w 4,00KW 6P 380V | FM - DONKIN | 0 | 0
MF12504008 | MFAJAX-3 1250 c/w 4,00KW 8P 380V | FM - DONKIN | 0 | 0
MF12505506 | MFAJAX-3 1250 c/w 5,50KW 6P 380V | FM - DONKIN | 0 | 0
MF12505508 | MFAJAX-3 1250 c/w 5,50KW 8P 380V | FM - DONKIN | 0 | 0
MF12507506 | MFAJAX-3 1250 c/w 7,50KW 6P 380V | FM - DONKIN | 0 | 0
MF12507508 | MFAJAX-3 1250 c/w 7,50KW 8P 380V | FM - DONKIN | 0 | 0
MFA100011004 | MAXFLO 1000/250/14 A c/w 11,00KW 4P 380V | FM - DONKIN | 0 | 0
MFA100015004 | MAXFLO 1000/250/14 A c/w 15,00KW 4P 380V | FM - DONKIN | 0 | 0
MFA100018504 | MAXFLO 1000/250/14 A c/w 18,50KW 4P 380V | FM - DONKIN | 0 | 0
MFA10002206 | MAXFLO 1000/250/14 A c/w 2,20KW 6P 380V | FM - DONKIN | 0 | 0
MFA10003006 | MAXFLO 1000/250/14 A c/w 3,00KW 6P 380V | FM - DONKIN | 0 | 0
MFA10004004 | MAXFLO 1000/250/14 A c/w 4,00KW 4P 380V | FM - DONKIN | 0 | 0
MFA10004006 | MAXFLO 1000/250/14 A c/w 4,00KW 6P 380V | FM - DONKIN | 0 | 0
MFA10005504 | MAXFLO 1000/250/14 A c/w 5,50KW 4P 380V | FM - DONKIN | 0 | 0
MFA10005506 | MAXFLO 1000/250/14 A c/w 5,50KW 6P 380V | FM - DONKIN | 0 | 0
MFA10007504 | MAXFLO 1000/250/14 A c/w 7,50KW 4P 380V | FM - DONKIN | 0 | 0
MFA3150186 | MAXFLO 315/150/10 A c/w 0,18KW 6P 380V | FM - DONKIN | 0 | 0
MFA3150552 | MAXFLO 315/150/10 A c/w 0,55KW 2P 380V | FM - DONKIN | 0 | 0
MFA3150752 | MAXFLO 315/150/10 A c/w 0,75KW 2P 380V | FM - DONKIN | 0 | 0
MFA4000374 | MAXFLO 400/150/10 A c/w 0,37KW 4P 380V | FM - DONKIN | 0 | 0
MFA4000552 | MAXFLO 400/150/10 A c/w 0,55KW 2P 380V | FM - DONKIN | 0 | 0
MFA4000554 | MAXFLO 400/150/10 A c/w 0,55KW 4P 380V | FM - DONKIN | 0 | 0
MFA4000556 | MAXFLO 400/150/10 A c/w 0,55KW 6P 380V | FM - DONKIN | 0 | 0
MFA4000752 | MAXFLO 400/150/10 A c/w 0,75KW 2P 380V | FM - DONKIN | 0 | 0
MFA4001102 | MAXFLO 400/150/10 A c/w 1,10KW 2P 380V | FM - DONKIN | 0 | 0
MFA4002202 | MAXFLO 400/150/10 A c/w 2,20KW 2P 380V | FM - DONKIN | 0 | 0
MFA5000554 | MAXFLO 500/150/10 A c/w 0,55KW 4P 380V | FM - DONKIN | 0 | 0
MFA5000556 | MAXFLO 500/150/10 A c/w 0,55KW 6P 380V | FM - DONKIN | 0 | 0
MFA5000754 | MAXFLO 500/150/10 A c/w 0,75KW 4P 380V | FM - DONKIN | 0 | 0
MFA5001102 | MAXFLO 500/150/10 A c/w 1,10KW 2P 380V | FM - DONKIN | 0 | 0
MFA5001104 | MAXFLO 500/150/10 A c/w 1,10KW 4P 380V | FM - DONKIN | 0 | 0
MFA5001504 | MAXFLO 500/150/10 A c/w 1,50KW 4P 380V | FM - DONKIN | 0 | 0
MFA5002202 | MAXFLO 500/150/10 A c/w 2,20KW 2P 380V | FM - DONKIN | 0 | 0
MFA5004002 | MAXFLO 500/150/10 A c/w 4,00KW 2P 380V | FM - DONKIN | 0 | 0
MFA90011004 | MAXFLO 900/250/14 A c/w 11,00KW 4P 380V | FM - DONKIN | 0 | 0
MFA9001506 | MAXFLO 900/250/14 A c/w 1,50KW 6P 380V | FM - DONKIN | 0 | 0
MFA9002204 | MAXFLO 900/250/14 A c/w 2,20KW 4P 380V | FM - DONKIN | 0 | 0
MFA9003004 | MAXFLO 900/250/14 A c/w 3,00KW 4P 380V | FM - DONKIN | 0 | 0
MFA9003006 | MAXFLO 900/250/14 A c/w 3,00KW 6P 380V | FM - DONKIN | 0 | 0
MFA9004004 | MAXFLO 900/250/14 A c/w 4,00KW 4P 380V | FM - DONKIN | 0 | 0
MFA9004006 | MAXFLO 900/250/14 A c/w 4,00KW 6P 380V | FM - DONKIN | 0 | 0
MFA9005504 | MAXFLO 900/250/14 A c/w 5,50KW 4P 380V | FM - DONKIN | 0 | 0
MFA9007504 | MAXFLO 900/250/14 A c/w 7,50KW 4P 380V | FM - DONKIN | 0 | 0
MFAY5600256 | MAXFLO 560/150/10 A c/w 0,25KW 6P 380V | FM - DONKIN | 0 | 0
MFAY5600374 | MAXFLO 560/150/10 A c/w 0,37KW 4P 380V | FM - DONKIN | 0 | 0
MFAY5600554 | MAXFLO 560/150/10 A c/w 0,55KW 4P 380V | FM - DONKIN | 0 | 0
MFAY5600556 | MAXFLO 560/150/10 A c/w 0,55KW 6P 380V | FM - DONKIN | 0 | 0
MFAY5600754 | MAXFLO 560/150/10 A c/w 0,75KW 4P 380V | FM - DONKIN | 0 | 0
MFAY5601104 | MAXFLO 560/150/10 A c/w 1,10KW 4P 380V | FM - DONKIN | 0 | 0
MFAY5601504 | MAXFLO 560/150/10 A c/w 1,50KW 4P 380V | FM - DONKIN | 0 | 0
MFAY5602202 | MAXFLO 560/150/10 A c/w 2,20KW 2P 380V | FM - DONKIN | 0 | 0
MFAY5604002 | MAXFLO 560/150/10 A c/w 4,00KW 2P 380V | FM - DONKIN | 0 | 0
MFAY6300374 | MAXFLO 630/150/10 A c/w 0,37KW 4P 380V | FM - DONKIN | 0 | 0
MFAY6300554 | MAXFLO 630/150/10 A c/w 0,55KW 4P 380V | FM - DONKIN | 0 | 0
MFAY6300556 | MAXFLO 630/150/10 A c/w 0,55KW 6P 380V | FM - DONKIN | 0 | 0
MFAY6300754 | MAXFLO 630/150/10 A c/w 0,75KW 4P 380V | FM - DONKIN | 0 | 0
MFAY6300756 | MAXFLO 630/150/10 A c/w 0,75KW 6P 380V | FM - DONKIN | 0 | 0
MFAY6301104 | MAXFLO 630/150/10 A c/w 1,10KW 4P 380V | FM - DONKIN | 0 | 0
MFAY6301106 | MAXFLO 630/150/10 A c/w 1,10KW 6P 380V | FM - DONKIN | 0 | 0
MFAY6301504 | MAXFLO 630/150/10 A c/w 1,50KW 4P 380V | FM - DONKIN | 0 | 0
MFAY6302204 | MAXFLO 630/150/10 A c/w 2,20KW 4P 380V | FM - DONKIN | 0 | 0
MFAY6303004 | MAXFLO 630/150/10 A c/w 3,00KW 4P 380V | FM - DONKIN | 0 | 0
MFAY6304002 | MAXFLO 630/150/10 A c/w 4,00KW 2P 380V | FM - DONKIN | 0 | 0
MFAY6304004 | MAXFLO 630/150/10 A c/w 4,00KW 4P 380V | FM - DONKIN | 0 | 0
MFAY7100556 | MAXFLO 710/150/10 A c/w 0,55KW 6P 380V | FM - DONKIN | 0 | 0
MFAY7100754 | MAXFLO 710/150/10 A c/w 0,75KW 4P 380V | FM - DONKIN | 0 | 0
MFAY7101104 | MAXFLO 710/150/10 A c/w 1,10KW 4P 380V | FM - DONKIN | 0 | 0
MFAY7101106 | MAXFLO 710/150/10 A c/w 1,10KW 6P 380V | FM - DONKIN | 0 | 0
MFAY7101504 | MAXFLO 710/150/10 A c/w 1,50KW 4P 380V | FM - DONKIN | 0 | 0
MFAY7101506 | MAXFLO 710/150/10 A c/w 1,50KW 6P 380V | FM - DONKIN | 0 | 0
MFAY7102204 | MAXFLO 710/150/10 A c/w 2,20KW 4P 380V | FM - DONKIN | 0 | 0
MFAY7103004 | MAXFLO 710/150/10 A c/w 3,00KW 4P 380V | FM - DONKIN | 0 | 0
MFAY7104004 | MAXFLO 710/150/10 A c/w 4,00KW 4P 380V | FM - DONKIN | 0 | 0
MFAY7105504 | MAXFLO 710/150/10 A c/w 5,50KW 4P 380V | FM - DONKIN | 0 | 0
MFAY8000556 | MAXFLO 800/150/10 A c/w 0,55KW 6P 380V | FM - DONKIN | 0 | 0
MFAY8000756 | MAXFLO 800/150/10 A c/w 0,75KW 6P 380V | FM - DONKIN | 0 | 0
MFAY8001104 | MAXFLO 800/150/10 A c/w 1,10KW 4P 380V | FM - DONKIN | 0 | 0
MFAY8001106 | MAXFLO 800/150/10 A c/w 1,10KW 6P 380V | FM - DONKIN | 0 | 0
MFAY8001504 | MAXFLO 800/150/10 A c/w 1,50KW 4P 380V | FM - DONKIN | 0 | 0
MFAY8001506 | MAXFLO 800/150/10 A c/w 1,50KW 6P 380V | FM - DONKIN | 0 | 0
MFAY8002204 | MAXFLO 800/150/10 A c/w 2,20KW 4P 380V | FM - DONKIN | 0 | 0
MFAY8002206 | MAXFLO 800/150/10 A c/w 2,20KW 6P 380V | FM - DONKIN | 0 | 0
MFAY8003004 | MAXFLO 800/150/10 A c/w 3,00KW 4P 380V | FM - DONKIN | 0 | 0
MFAY8003006 | MAXFLO 800/150/10 A c/w 3,00KW 6P 380V | FM - DONKIN | 0 | 0
MFAY8004004 | MAXFLO 800/150/10 A c/w 4,00KW 4P 380V | FM - DONKIN | 0 | 0
MFAY8005504 | MAXFLO 800/150/10 A c/w 5,50KW 4P 380V | FM - DONKIN | 0 | 0
MFAY8007504 | MAXFLO 800/150/10 A c/w 7,50KW 4P 380V | FM - DONKIN | 0 | 0
MFAZ5600374 | MAXFLO 560/250/14 A c/w 0,37KW 4P 380V | FM - DONKIN | 0 | 0
MFAZ5600554 | MAXFLO 560/250/14 A c/w 0,55KW 4P 380V | FM - DONKIN | 0 | 0
MFAZ5600556 | MAXFLO 560/250/14 A c/w 0,55KW 6P 380V | FM - DONKIN | 0 | 0
MFAZ5600754 | MAXFLO 560/250/14 A c/w 0,75KW 4P 380V | FM - DONKIN | 0 | 0
MFAZ5600756 | MAXFLO 560/250/14 A c/w 0,75KW 6P 380V | FM - DONKIN | 0 | 0
MFAZ5601104 | MAXFLO 560/250/14 A c/w 1,10KW 4P 380V | FM - DONKIN | 0 | 0
MFAZ5601504 | MAXFLO 560/250/14 A c/w 1,50KW 4P 380V | FM - DONKIN | 0 | 0
MFAZ5602202 | MAXFLO 560/250/14 A c/w 2,20KW 2P 380V | FM - DONKIN | 0 | 0
MFAZ5604002 | MAXFLO 560/250/14 A c/w 4,00KW 2P 380V | FM - DONKIN | 0 | 0
MFAZ6300374 | MAXFLO 630/250/14 A c/w 0,37KW 4P 380V | FM - DONKIN | 0 | 0
MFAZ6300554 | MAXFLO 630/250/14 A c/w 0,55KW 4P 380V | FM - DONKIN | 0 | 0
MFAZ6300754 | MAXFLO 630/250/14 A c/w 0,75KW 4P 380V | FM - DONKIN | 0 | 0
MFAZ6301104 | MAXFLO 630/250/14 A c/w 1,10KW 4P 380V | FM - DONKIN | 0 | 0
MFAZ6301504 | MAXFLO 630/250/14 A c/w 1,50KW 4P 380V | FM - DONKIN | 0 | 0
MFAZ6302204 | MAXFLO 630/250/14 A c/w 2,20KW 4P 380V | FM - DONKIN | 0 | 0
MFAZ6303004 | MAXFLO 630/250/14 A c/w 3,00KW 4P 380V | FM - DONKIN | 0 | 0
MFAZ6304002 | MAXFLO 630/250/14 A c/w 4,00KW 2P 380V | FM - DONKIN | 0 | 0
MFAZ6304004 | MAXFLO 630/250/14 A c/w 4,00KW 4P 380V | FM - DONKIN | 0 | 0
MFAZ7100556 | MAXFLO 710/250/14 A c/w 0,55KW 6P 380V | FM - DONKIN | 0 | 0
MFAZ7100754 | MAXFLO 710/250/14 A c/w 0,75KW 4P 380V | FM - DONKIN | 0 | 0
MFAZ7101104 | MAXFLO 710/250/14 A c/w 1,10KW 4P 380V | FM - DONKIN | 0 | 0
MFAZ7101106 | MAXFLO 710/250/14 A c/w 1,10KW 6P 380V | FM - DONKIN | 0 | 0
MFAZ7101504 | MAXFLO 710/250/14 A c/w 1,50KW 4P 380V | FM - DONKIN | 0 | 0
MFAZ7101506 | MAXFLO 710/250/14 A c/w 1,50KW 6P 380V | FM - DONKIN | 0 | 0
MFAZ7102204 | MAXFLO 710/250/14 A c/w 2,20KW 4P 380V | FM - DONKIN | 0 | 0
MFAZ7103004 | MAXFLO 710/250/14 A c/w 3,00KW 4P 380V | FM - DONKIN | 0 | 0
MFAZ7104004 | MAXFLO 710/250/14 A c/w 4,00KW 4P 380V | FM - DONKIN | 0 | 0
MFAZ7105504 | MAXFLO 710/250/14 A c/w 5,50KW 4P 380V | FM - DONKIN | 0 | 0
MFAZ8000556 | MAXFLO 800/250/14 A c/w 0,55KW 6P 380V | FM - DONKIN | 0 | 0
MFAZ8000756 | MAXFLO 800/250/14 A c/w 0,75KW 6P 380V | FM - DONKIN | 0 | 0
MFAZ8001104 | MAXFLO 800/250/14 A c/w 1,10KW 4P 380V | FM - DONKIN | 0 | 0
MFAZ8001106 | MAXFLO 800/250/14 A c/w 1,10KW 6P 380V | FM - DONKIN | 0 | 0
MFAZ8001504 | MAXFLO 800/250/14 A c/w 1,50KW 4P 380V | FM - DONKIN | 0 | 0
MFAZ8001506 | MAXFLO 800/250/14 A c/w 1,50KW 6P 380V | FM - DONKIN | 0 | 0
MFAZ8002204 | MAXFLO 800/250/14 A c/w 2,20KW 4P 380V | FM - DONKIN | 0 | 0
MFAZ8002206 | MAXFLO 800/250/14 A c/w 2,20KW 6P 380V | FM - DONKIN | 0 | 0
MFAZ8003004 | MAXFLO 800/250/14 A c/w 3,00KW 4P 380V | FM - DONKIN | 0 | 0
MFAZ8003006 | MAXFLO 800/250/14 A c/w 3,00KW 6P 380V | FM - DONKIN | 0 | 0
MFAZ8004004 | MAXFLO 800/250/14 A c/w 4,00KW 4P 380V | FM - DONKIN | 0 | 0
MFAZ8005504 | MAXFLO 800/250/14 A c/w 5,50KW 4P 380V | FM - DONKIN | 0 | 0
MFAZ8007504 | MAXFLO 800/250/14 A c/w 7,50KW 4P 380V | FM - DONKIN | 0 | 0
MFP100011004 | MAXFLO 1000/250/14 P c/w 11,00KW 4P 380V | FM - DONKIN | 0 | 0
MFP100015004 | MAXFLO 1000/250/14 P c/w 15,00KW 4P 380V | FM - DONKIN | 0 | 0
MFP100018504 | MAXFLO 1000/250/14 P c/w 18,50KW 4P 380V | FM - DONKIN | 0 | 0
MFP10002206 | MAXFLO 1000/250/14 P c/w 2,20KW 6P 380V | FM - DONKIN | 0 | 0
MFP10003006 | MAXFLO 1000/250/14 P c/w 3,00KW 6P 380V | FM - DONKIN | 0 | 0
MFP10004004 | MAXFLO 1000/250/14 P c/w 4,00KW 4P 380V | FM - DONKIN | 0 | 0
MFP10004006 | MAXFLO 1000/250/14 P c/w 4,00KW 6P 380V | FM - DONKIN | 0 | 0
MFP10005504 | MAXFLO 1000/250/14 P c/w 5,50KW 4P 380V | FM - DONKIN | 0 | 0
MFP10005506 | MAXFLO 1000/250/14 P c/w 5,50KW 6P 380V | FM - DONKIN | 0 | 0
MFP10007504 | MAXFLO 1000/250/14 P c/w 7,50KW 4P 380V | FM - DONKIN | 0 | 0
MFP3150186 | MAXFLO 315/150/10 P c/w 0,18KW 6P 380V | FM - DONKIN | 0 | 0
MFP3150254 | MAXFLO 315/150/10 P c/w 0,25KW 4P 380V | FM - DONKIN | 0 | 0
MFP3150374 | MAXFLO 315/150/10 P c/w 0,37KW 4P 380V | FM - DONKIN | 0 | 0
MFP3150552 | MAXFLO 315/150/10 P c/w 0,55KW 2P 380V | FM - DONKIN | 0 | 0
MFP3150752 | MAXFLO 315/150/10 P c/w 0,75KW 2P 380V | FM - DONKIN | 0 | 0
MFP4000254 | MAXFLO 400/150/10 P c/w 0,25KW 4P 380V | FM - DONKIN | 0 | 0
MFP4000374 | MAXFLO 400/150/10 P c/w 0,37KW 4P 380V | FM - DONKIN | 0 | 0
MFP4000552 | MAXFLO 400/150/10 P c/w 0,55KW 2P 380V | FM - DONKIN | 0 | 0
MFP4000554 | MAXFLO 400/150/10 P c/w 0,55KW 4P 380V | FM - DONKIN | 0 | 0
MFP4000556 | MAXFLO 400/150/10 P c/w 0,55KW 6P 380V | FM - DONKIN | 0 | 0
MFP4000752 | MAXFLO 400/150/10 P c/w 0,75KW 2P 380V | FM - DONKIN | 0 | 0
MFP4001102 | MAXFLO 400/150/10 P c/w 1,10KW 2P 380V | FM - DONKIN | 0 | 0
MFP4002202 | MAXFLO 400/150/10 P c/w 2,20KW 2P 380V | FM - DONKIN | 0 | 0
MFP5000374 | MAXFLO 500/150/10 P c/w 0,37KW 4P 380V | FM - DONKIN | 0 | 0
MFP5000554 | MAXFLO 500/150/10 P c/w 0,55KW 4P 380V | FM - DONKIN | 0 | 0
MFP5000556 | MAXFLO 500/150/10 P c/w 0,55KW 6P 380V | FM - DONKIN | 0 | 0
MFP5000754 | MAXFLO 500/150/10 P c/w 0,75KW 4P 380V | FM - DONKIN | 0 | 0
MFP5001102 | MAXFLO 500/150/10 P c/w 1,10KW 2P 380V | FM - DONKIN | 0 | 0
MFP5001104 | MAXFLO 500/150/10 P c/w 1,10KW 4P 380V | FM - DONKIN | 0 | 0
MFP5001504 | MAXFLO 500/150/10 P c/w 1,50KW 4P 380V | FM - DONKIN | 0 | 0
MFP5002202 | MAXFLO 500/150/10 P c/w 2,20KW 2P 380V | FM - DONKIN | 0 | 0
MFP5004002 | MAXFLO 500/150/10 P c/w 4,00KW 2P 380V | FM - DONKIN | 0 | 0
MFP90011004 | MAXFLO 900/250/14 P c/w 11,00KW 4P 380V | FM - DONKIN | 0 | 0
MFP9001506 | MAXFLO 900/250/14 P c/w 1,50KW 6P 380V | FM - DONKIN | 0 | 0
MFP9002204 | MAXFLO 900/250/14 P c/w 2,20KW 4P 380V | FM - DONKIN | 0 | 0
MFP9003004 | MAXFLO 900/250/14 P c/w 3,00KW 4P 380V | FM - DONKIN | 0 | 0
MFP9003006 | MAXFLO 900/250/14 P c/w 3,00KW 6P 380V | FM - DONKIN | 0 | 0
MFP9004004 | MAXFLO 900/250/14 P c/w 4,00KW 4P 380V | FM - DONKIN | 0 | 0
MFP9004006 | MAXFLO 900/250/14 P c/w 4,00KW 6P 380V | FM - DONKIN | 0 | 0
MFP9005504 | MAXFLO 900/250/14 P c/w 5,50KW 4P 380V | FM - DONKIN | 0 | 0
MFP9007504 | MAXFLO 900/250/14 P c/w 7,50KW 4P 380V | FM - DONKIN | 0 | 0
MFPY5600256 | MAXFLO 560/150/10 P c/w 0,25KW 6P 380V | FM - DONKIN | 0 | 0
MFPY5600374 | MAXFLO 560/150/10 P c/w 0,37KW 4P 380V | FM - DONKIN | 0 | 0
MFPY5600554 | MAXFLO 560/150/10 P c/w 0,55KW 4P 380V | FM - DONKIN | 0 | 0
MFPY5600556 | MAXFLO 560/150/10 P c/w 0,55KW 6P 380V | FM - DONKIN | 0 | 0
MFPY5600754 | MAXFLO 560/150/10 P c/w 0,75KW 4P 380V | FM - DONKIN | 0 | 0
MFPY5601104 | MAXFLO 560/150/10 P c/w 1,10KW 4P 380V | FM - DONKIN | 0 | 0
MFPY5601504 | MAXFLO 560/150/10 P c/w 1,50KW 4P 380V | FM - DONKIN | 0 | 0
MFPY5602202 | MAXFLO 560/150/10 P c/w 2,20KW 2P 380V | FM - DONKIN | 0 | 0
MFPY5604002 | MAXFLO 560/150/10 P c/w 4,00KW 2P 380V | FM - DONKIN | 0 | 0
MFPY6300374 | MAXFLO 630/150/10 P c/w 0,37KW 4P 380V | FM - DONKIN | 0 | 0
MFPY6300554 | MAXFLO 630/150/10 P c/w 0,55KW 4P 380V | FM - DONKIN | 0 | 0
MFPY6300556 | MAXFLO 630/150/10 P c/w 0,55KW 6P 380V | FM - DONKIN | 0 | 0
MFPY6300754 | MAXFLO 630/150/10 P c/w 0,75KW 4P 380V | FM - DONKIN | 0 | 0
MFPY6300756 | MAXFLO 630/150/10 P c/w 0,75KW 6P 380V | FM - DONKIN | 0 | 0
MFPY6301104 | MAXFLO 630/150/10 P c/w 1,10KW 4P 380V | FM - DONKIN | 0 | 0
MFPY6301106 | MAXFLO 630/150/10 P c/w 1,10KW 6P 380V | FM - DONKIN | 0 | 0
MFPY6301504 | MAXFLO 630/150/10 P c/w 1,50KW 4P 380V | FM - DONKIN | 0 | 0
MFPY6302204 | MAXFLO 630/150/10 P c/w 2,20KW 4P 380V | FM - DONKIN | 0 | 0
MFPY6303004 | MAXFLO 630/150/10 P c/w 3,00KW 4P 380V | FM - DONKIN | 0 | 0
MFPY6304002 | MAXFLO 630/150/10 P c/w 4,00KW 2P 380V | FM - DONKIN | 0 | 0
MFPY6304004 | MAXFLO 630/150/10 P c/w 4,00KW 4P 380V | FM - DONKIN | 0 | 0
MFPY7100556 | MAXFLO 710/150/10 P c/w 0,55KW 6P 380V | FM - DONKIN | 0 | 0
MFPY7100754 | MAXFLO 710/150/10 P c/w 0,75KW 4P 380V | FM - DONKIN | 0 | 0
MFPY7101104 | MAXFLO 710/150/10 P c/w 1,10KW 4P 380V | FM - DONKIN | 0 | 0
MFPY7101106 | MAXFLO 710/150/10 P c/w 1,10KW 6P 380V | FM - DONKIN | 0 | 0
MFPY7101504 | MAXFLO 710/150/10 P c/w 1,50KW 4P 380V | FM - DONKIN | 0 | 0
MFPY7101506 | MAXFLO 710/150/10 P c/w 1,50KW 6P 380V | FM - DONKIN | 0 | 0
MFPY7102204 | MAXFLO 710/150/10 P c/w 2,20KW 4P 380V | FM - DONKIN | 0 | 0
MFPY7103004 | MAXFLO 710/150/10 P c/w 3,00KW 4P 380V | FM - DONKIN | 0 | 0
MFPY7104004 | MAXFLO 710/150/10 P c/w 4,00KW 4P 380V | FM - DONKIN | 0 | 0
MFPY7105504 | MAXFLO 710/150/10 P c/w 5,50KW 4P 380V | FM - DONKIN | 0 | 0
MFPY8000556 | MAXFLO 800/150/10 P c/w 0,55KW 6P 380V | FM - DONKIN | 0 | 0
MFPY8000756 | MAXFLO 800/150/10 P c/w 0,75KW 6P 380V | FM - DONKIN | 0 | 0
MFPY8001104 | MAXFLO 800/150/10 P c/w 1,10KW 4P 380V | FM - DONKIN | 0 | 0
MFPY8001106 | MAXFLO 800/150/10 P c/w 1,10KW 6P 380V | FM - DONKIN | 0 | 0
MFPY8001504 | MAXFLO 800/150/10 P c/w 1,50KW 4P 380V | FM - DONKIN | 0 | 0
MFPY8001506 | MAXFLO 800/150/10 P c/w 1,50KW 6P 380V | FM - DONKIN | 0 | 0
MFPY8002204 | MAXFLO 800/150/10 P c/w 2,20KW 4P 380V | FM - DONKIN | 0 | 0
MFPY8002206 | MAXFLO 800/150/10 P c/w 2,20KW 6P 380V | FM - DONKIN | 0 | 0
MFPY8003004 | MAXFLO 800/150/10 P c/w 3,00KW 4P 380V | FM - DONKIN | 0 | 0
MFPY8003006 | MAXFLO 800/150/10 P c/w 3,00KW 6P 380V | FM - DONKIN | 0 | 0
MFPY8004004 | MAXFLO 800/150/10 P c/w 4,00KW 4P 380V | FM - DONKIN | 0 | 0
MFPY8005504 | MAXFLO 800/150/10 P c/w 5,50KW 4P 380V | FM - DONKIN | 0 | 0
MFPY8007504 | MAXFLO 800/150/10 P c/w 7,50KW 4P 380V | FM - DONKIN | 0 | 0
MFPZ5600374 | MAXFLO 560/250/14 P c/w 0,37KW 4P 380V | FM - DONKIN | 0 | 0
MFPZ5600554 | MAXFLO 560/250/14 P c/w 0,55KW 4P 380V | FM - DONKIN | 0 | 0
MFPZ5600556 | MAXFLO 560/250/14 P c/w 0,55KW 6P 380V | FM - DONKIN | 0 | 0
MFPZ5600754 | MAXFLO 560/250/14 P c/w 0,75KW 4P 380V | FM - DONKIN | 0 | 0
MFPZ5600756 | MAXFLO 560/250/14 P c/w 0,75KW 6P 380V | FM - DONKIN | 0 | 0
MFPZ5601104 | MAXFLO 560/250/14 P c/w 1,10KW 4P 380V | FM - DONKIN | 0 | 0
MFPZ5601504 | MAXFLO 560/250/14 P c/w 1,50KW 4P 380V | FM - DONKIN | 0 | 0
MFPZ5602202 | MAXFLO 560/250/14 P c/w 2,20KW 2P 380V | FM - DONKIN | 0 | 0
MFPZ5604002 | MAXFLO 560/250/14 P c/w 4,00KW 2P 380V | FM - DONKIN | 0 | 0
MFPZ6300374 | MAXFLO 630/250/14 P c/w 0,37KW 4P 380V | FM - DONKIN | 0 | 0
MFPZ6300554 | MAXFLO 630/250/14 P c/w 0,55KW 4P 380V | FM - DONKIN | 0 | 0
MFPZ6300754 | MAXFLO 630/250/14 P c/w 0,75KW 4P 380V | FM - DONKIN | 0 | 0
MFPZ6301104 | MAXFLO 630/250/14 P c/w 1,10KW 4P 380V | FM - DONKIN | 0 | 0
MFPZ6301504 | MAXFLO 630/250/14 P c/w 1,50KW 4P 380V | FM - DONKIN | 0 | 0
MFPZ6302204 | MAXFLO 630/250/14 P c/w 2,20KW 4P 380V | FM - DONKIN | 0 | 0
MFPZ6303004 | MAXFLO 630/250/14 P c/w 3,00KW 4P 380V | FM - DONKIN | 0 | 0
MFPZ6304002 | MAXFLO 630/250/14 P c/w 4,00KW 2P 380V | FM - DONKIN | 0 | 0
MFPZ6304004 | MAXFLO 630/250/14 P c/w 4,00KW 4P 380V | FM - DONKIN | 0 | 0
MFPZ7100556 | MAXFLO 710/250/14 P c/w 0,55KW 6P 380V | FM - DONKIN | 0 | 0
MFPZ7100754 | MAXFLO 710/250/14 P c/w 0,75KW 4P 380V | FM - DONKIN | 0 | 0
MFPZ7101104 | MAXFLO 710/250/14 P c/w 1,10KW 4P 380V | FM - DONKIN | 0 | 0
MFPZ7101106 | MAXFLO 710/250/14 P c/w 1,10KW 6P 380V | FM - DONKIN | 0 | 0
MFPZ7101504 | MAXFLO 710/250/14 P c/w 1,50KW 4P 380V | FM - DONKIN | 0 | 0
MFPZ7101506 | MAXFLO 710/250/14 P c/w 1,50KW 6P 380V | FM - DONKIN | 0 | 0
MFPZ7102204 | MAXFLO 710/250/14 P c/w 2,20KW 4P 380V | FM - DONKIN | 0 | 0
MFPZ7103004 | MAXFLO 710/250/14 P c/w 3,00KW 4P 380V | FM - DONKIN | 0 | 0
MFPZ7104004 | MAXFLO 710/250/14 P c/w 4,00KW 4P 380V | FM - DONKIN | 0 | 0
MFPZ7105504 | MAXFLO 710/250/14 P c/w 5,50KW 4P 380V | FM - DONKIN | 0 | 0
MFPZ8000556 | MAXFLO 800/250/14 P c/w 0,55KW 6P 380V | FM - DONKIN | 0 | 0
MFPZ8000756 | MAXFLO 800/250/14 P c/w 0,75KW 6P 380V | FM - DONKIN | 0 | 0
MFPZ8001104 | MAXFLO 800/250/14 P c/w 1,10KW 4P 380V | FM - DONKIN | 0 | 0
MFPZ8001106 | MAXFLO 800/250/14 P c/w 1,10KW 6P 380V | FM - DONKIN | 0 | 0
MFPZ8001504 | MAXFLO 800/250/14 P c/w 1,50KW 4P 380V | FM - DONKIN | 0 | 0
MFPZ8001506 | MAXFLO 800/250/14 P c/w 1,50KW 6P 380V | FM - DONKIN | 0 | 0
MFPZ8002204 | MAXFLO 800/250/14 P c/w 2,20KW 4P 380V | FM - DONKIN | 0 | 0
MFPZ8002206 | MAXFLO 800/250/14 P c/w 2,20KW 6P 380V | FM - DONKIN | 0 | 0
MFPZ8003004 | MAXFLO 800/250/14 P c/w 3,00KW 4P 380V | FM - DONKIN | 0 | 0
MFPZ8003006 | MAXFLO 800/250/14 P c/w 3,00KW 6P 380V | FM - DONKIN | 0 | 0
MFPZ8004004 | MAXFLO 800/250/14 P c/w 4,00KW 4P 380V | FM - DONKIN | 0 | 0
MFPZ8005504 | MAXFLO 800/250/14 P c/w 5,50KW 4P 380V | FM - DONKIN | 0 | 0
MFPZ8007504 | MAXFLO 800/250/14 P c/w 7,50KW 4P 380V | FM - DONKIN | 0 | 0
MH125011004 | MFAJAX-3 1250 c/w 11,00KW 4P 380V | FM - DONKIN | 0 | 0
MH125011006 | MFAJAX-3 1250 c/w 11,00KW 6P 380V | FM - DONKIN | 0 | 0
MH125011008 | MFAJAX-3 1250 c/w 11,00KW 8P 380V | FM - DONKIN | 0 | 0
MH125015004 | MFAJAX-3 1250 c/w 15,00KW 4P 380V | FM - DONKIN | 0 | 0
MH125015006 | MFAJAX-3 1250 c/w 15,00KW 6P 380V | FM - DONKIN | 0 | 0
MH125015008 | MFAJAX-3 1250 c/w 15,00KW 8P 380V | FM - DONKIN | 0 | 0
MH125018504 | MFAJAX-3 1250 c/w 18,50KW 4P 380V | FM - DONKIN | 0 | 0
MH125018506 | MFAJAX-3 1250 c/w 18,50KW 6P 380V | FM - DONKIN | 0 | 0
MH125018508 | MFAJAX-3 1250 c/w 18,50KW 8P 380V | FM - DONKIN | 0 | 0
MH125022004 | MFAJAX-3 1250 c/w 22,00KW 4P 380V | FM - DONKIN | 0 | 0
MH125022006 | MFAJAX-3 1250 c/w 22,00KW 6P 380V | FM - DONKIN | 0 | 0
MH125022008 | MFAJAX-3 1250 c/w 22,00KW 8P 380V | FM - DONKIN | 0 | 0
MH125030004 | MFAJAX-3 1250 c/w 30,00KW 4P 380V | FM - DONKIN | 0 | 0
MH125030006 | MFAJAX-3 1250 c/w 30,00KW 6P 380V | FM - DONKIN | 0 | 0
MH125030008 | MFAJAX-3 1250 c/w 30,00KW 8P 380V | FM - DONKIN | 0 | 0
MH12503006 | MFAJAX-3 1250 c/w 3,00KW 6P 380V | FM - DONKIN | 0 | 0
MH125037004 | MFAJAX-3 1250 c/w 37,00KW 4P 380V | FM - DONKIN | 0 | 0
MH125037006 | MFAJAX-3 1250 c/w 37,00KW 6P 380V | FM - DONKIN | 0 | 0
MH125037008 | MFAJAX-3 1250 c/w 37,00KW 8P 380V | FM - DONKIN | 0 | 0
MH12504006 | MFAJAX-3 1250 c/w 4,00KW 6P 380V | FM - DONKIN | 0 | 0
MH12504008 | MFAJAX-3 1250 c/w 4,00KW 8P 380V | FM - DONKIN | 0 | 0
MH125045004 | MFAJAX-3 1250 c/w 45,00KW 4P 380V | FM - DONKIN | 0 | 0
MH125045006 | MFAJAX-3 1250 c/w 45,00KW 6P 380V | FM - DONKIN | 0 | 0
MH125055004 | MFAJAX-3 1250 c/w 55,00KW 4P 380V | FM - DONKIN | 0 | 0
MH12505506 | MFAJAX-3 1250 c/w 5,50KW 6P 380V | FM - DONKIN | 0 | 0
MH12505508 | MFAJAX-3 1250 c/w 5,50KW 8P 380V | FM - DONKIN | 0 | 0
MH125075004 | MFAJAX-3 1250 c/w 75,00KW 4P 380V | FM - DONKIN | 0 | 0
MH12507506 | MFAJAX-3 1250 c/w 7,50KW 6P 380V | FM - DONKIN | 0 | 0
MH12507508 | MFAJAX-3 1250 c/w 7,50KW 8P 380V | FM - DONKIN | 0 | 0
Mild Steel-200x200x1.6mm | Laser-Cut Mild Steel Plate 200x200x1.6mm |  | 0 | 0
Mild Steel-310x310x1.6mm | Laser-Cut Mild Steel Plate 310x310x1.6mm |  | 0 | 0
Mild Steel-620x620x1.6mm | Laser-Cut Mild Steel Plate 620x620x1.6mm |  | 0 | 0
MJ1500 | Majax-1 470 Impeller | FM - DONKIN | 0 | 0
MP0400B150A05PR14071 | Impeller 0400mm 'B' 150A05PR 14mm 071Frame Deg00 -10 DEG |  | 0 | 0
MP0500B150A05AR24090 | Impeller 0500mm 'B' 150A05AR 24mm 090Frame Deg00 - 14 DEG |  | 0 | 0
MP0630B150A10AR24090 | Impeller 0630mm 'B' 150A10AR 24mm 090Frame Deg00 - 27 DEG |  | 0 | 0
MP0710B150A05PR24090 | eller 0710mm 'B' 150A05PR 24mm 090Frame Deg00 - 21 DEG |  | 0 | 0
MP0710B150A05PR240901 | Impeller 0710mm 'B' 150A05PR 24mm 090Frame Deg00 - 23 DEG |  | 0 | 0
MP0710B150A10AR28100 | Impeller 0710mm 'B' 150A10AR 28mm 100Frame Deg00 - 35 DEG |  | 0 | 0
MR60Hz | Rewind motor to 60Hz incl. SATMOS Treatment |  | 0 | 0
MRAD315 | MRAD 315 | FM - KAYITES | 0 | 0
MRB 250/0.75 | c/w 4 kW 2 Pole 380 V (Direct Driven) |  | 0 | 0
MS3150552 | MAJAX-3 315 c/w 0.55KW 2P 220V | FM - DONKIN | 0 | 0
MS3150554 | MAJAX-3 315 c/w 0.55KW 4P 220V | FM - DONKIN | 0 | 0
MS3150556 | MAJAX-3 315 c/w 0.55KW 6P 220V | FM - DONKIN | 0 | 0
MS4000186 | MAJAX-3 400 c/w 0.18KW 6P 220V | FM - DONKIN | 0 | 0
MS4000254 | MAJAX-3 400 c/w 0.25KW 4P 220V | FM - DONKIN | 0 | 0
MS4000374 | MAJAX-3 400 c/w 0.37KW 4P 220V | FM - DONKIN | 0 | 0
MS4000552 | MAJAX-3 400 c/w 0.55KW 2P 220V | FM - DONKIN | 0 | 0
MS4000754 | MAJAX-3 400 c/w 0.75KW 4P 220V | FM - DONKIN | 0 | 0
MS4001102 | MAJAX-3 400 c/w 1.10KW 2P 220V | FM - DONKIN | 0 | 0
MS4001502 | MAJAX-3 400 c/w 1.50KW 2P 220V | FM - DONKIN | 0 | 0
MS4002202 | MAJAX-3 400 c/w 2.20KW 2P 220V | FM - DONKIN | 0 | 0
MS5000186 | MAJAX-3 500 c/w 0.18KW 6P 220V | FM - DONKIN | 0 | 0
MS5000254 | MAJAX-3 500 c/w 0.25KW 4P 220V | FM - DONKIN | 0 | 0
MS5000374 | MAJAX-3 500 c/w 0.37KW 4P 220V | FM - DONKIN | 0 | 0
MS5000554 | MAJAX-3 500 c/w 0.55KW 4P 220V | FM - DONKIN | 0 | 0
MS5000556 | MAJAX-3 500 c/w 0.55KW 6P 220V | FM - DONKIN | 0 | 0
MS5000752 | MAJAX-3 500 c/w 0.75KW 2P 220V | FM - DONKIN | 0 | 0
MS5000754 | MAJAX-3 500 c/w 0.75KW 4P 220V | FM - DONKIN | 0 | 0
MS5001102 | MAJAX-3 500 c/w 1.10KW 2P 220V | FM - DONKIN | 0 | 0
MS5001104 | MAJAX-3 500 c/w 1.10KW 4P 220V | FM - DONKIN | 0 | 0
MS5001502 | MAJAX-3 500 c/w 1.50KW 2P 220V | FM - DONKIN | 0 | 0
MS5001504 | MAJAX-3 500 c/w 1.50KW 4P 220V | FM - DONKIN | 0 | 0
MS5002202 | MAJAX-3 500 c/w 2.20KW 2P 220V | FM - DONKIN | 0 | 0
MS5600186 | MAJAX-3 560 c/w 0.18KW 6P 220V | FM - DONKIN | 0 | 0
MS5600374 | MAJAX-3 560 c/w 0.37KW 4P 220V | FM - DONKIN | 0 | 0
MS5600554 | MAJAX-3 560 c/w 0.55KW 4P 220V | FM - DONKIN | 0 | 0
MS5600556 | MAJAX-3 560 c/w 0.55KW 6P 220V | FM - DONKIN | 0 | 0
MS5600754 | MAJAX-3 560 c/w 0.75KW 4P 220V | FM - DONKIN | 0 | 0
MS5601102 | MAJAX-3 560 c/w 1.10KW 2P 220V | FM - DONKIN | 0 | 0
MS5601104 | MAJAX-3 560 c/w 1.10KW 4P 220V | FM - DONKIN | 0 | 0
MS5601502 | MAJAX-3 560 c/w 1.50KW 2P 220V | FM - DONKIN | 0 | 0
MS5601504 | MAJAX-3 560 c/w 1.50KW 4P 220V | FM - DONKIN | 0 | 0
MS5602202 | MAJAX-3 560 c/w 2.20KW 2P 220V | FM - DONKIN | 0 | 0
MS5605502 | MAJAX-3 560 c/w 5.50KW 2P 220V | FM - DONKIN | 0 | 0
MS6300186 | MAJAX-3 630 c/w 0.18KW 6P 220V | FM - DONKIN | 0 | 0
MS6300374 | MAJAX-3 630 c/w 0.37KW 4P 220V | FM - DONKIN | 0 | 0
MS6300554 | MAJAX-3 630 c/w 0.55KW 4P 220V | FM - DONKIN | 0 | 0
MS6300556 | MAJAX-3 630 c/w 0.55KW 6P 220V | FM - DONKIN | 0 | 0
MS6300754 | MAJAX-3 630 c/w 0.75KW 4P 220V | FM - DONKIN | 0 | 0
MS6301104 | MAJAX-3 630 c/w 1.10KW 4P 220V | FM - DONKIN | 0 | 0
MS6301504 | MAJAX-3 630 c/w 1.50KW 4P 220V | FM - DONKIN | 0 | 0
MS6302204 | MAJAX-3 630 c/w 2.20KW 4P 220V | FM - DONKIN | 0 | 0
MT100011004 | MAJAX-3 1000 c/w 11.00KW 4P 380V | FM - DONKIN | 0 | 0
MT100011006 | MAJAX-3 1000 c/w 11.00KW 6P 380V | FM - DONKIN | 0 | 0
MT10001106 | MAJAX-3 1000 c/w 1.10KW 6P 380V | FM - DONKIN | 0 | 0
MT100015004 | MAJAX-3 1000 c/w 15.00KW 4P 380V | FM - DONKIN | 0 | 0
MT10001506 | MAJAX-3 1000 c/w 1.50KW 6P 380V | FM - DONKIN | 0 | 0
MT100018504 | MAJAX-3 1000 c/w 18.50KW 4P 380V | FM - DONKIN | 0 | 0
MT100022004 | MAJAX-3 1000 c/w 22.00KW 4P 380V | FM - DONKIN | 0 | 0
MT10002206 | MAJAX-3 1000 c/w 2.20KW 6P 380V | FM - DONKIN | 0 | 0
MT100030004 | MAJAX-3 1000 c/w 30.00KW 4P 380V | FM - DONKIN | 0 | 0
MT10003004 | MAJAX-3 1000 c/w 3.00KW 4P 380V | FM - DONKIN | 0 | 0
MT10003006 | MAJAX-3 1000 c/w 3.00KW 6P 380V | FM - DONKIN | 0 | 0
MT10004004 | MAJAX-3 1000 c/w 4.00KW 4P 380V | FM - DONKIN | 0 | 0
MT10004006 | MAJAX-3 1000 c/w 4.00KW 6P 380V | FM - DONKIN | 0 | 0
MT10004008 | MAJAX-3 1000 c/w 4.00KW 8P 380V | FM - DONKIN | 0 | 0
MT10005504 | MAJAX-3 1000 c/w 5.50KW 4P 380V | FM - DONKIN | 0 | 0
MT10005506 | MAJAX-3 1000 c/w 5.50KW 6P 380V | FM - DONKIN | 0 | 0
MT10007504 | MAJAX-3 1000 c/w 7.50KW 4P 380V | FM - DONKIN | 0 | 0
MT10007506 | MAJAX-3 1000 c/w 7.50KW 6P 380V | FM - DONKIN | 0 | 0
MT160037006 | MAJAX-3 1600 c/w 37.00KW 6P 380V | FM - DONKIN | 0 | 0
MT3150186 | MAJAX-3 315 c/w 0.18KW 6P 380V | FM - DONKIN | 0 | 0
MT3150254 | MAJAX-3 315 c/w 0.25KW 4P 380V | FM - DONKIN | 0 | 0
MT3150552 | MAJAX-3 315 c/w 0.55KW 2P 380V | FM - DONKIN | 0 | 0
MT3150556 | MAJAX-3 315 c/w 0.55KW 6P 380V | FM - DONKIN | 0 | 0
MT4000186 | MAJAX-3 400 c/w 0.18KW 6P 380V | FM - DONKIN | 0 | 0
MT4000254 | MAJAX-3 400 c/w 0.25KW 4P 380V | FM - DONKIN | 0 | 0
MT4000374 | MAJAX-3 400 c/w 0.37KW 4P 380V | FM - DONKIN | 0 | 0
MT4000552 | MAJAX-3 400 c/w 0.55KW 2P 380V | FM - DONKIN | 0 | 0
MT4001102 | MAJAX-3 400 c/w 1.10KW 2P 380V | FM - DONKIN | 0 | 0
MT4001502 | MAJAX-3 400 c/w 1.50KW 2P 380V | FM - DONKIN | 0 | 0
MT4002202 | MAJAX-3 400 c/w 2.20KW 2P 380V | FM - DONKIN | 0 | 0
MT5000186 | MAJAX-3 500 c/w 0.18KW 6P 380V | FM - DONKIN | 0 | 0
MT5000254 | MAJAX-3 500 c/w 0.25KW 4P 380V | FM - DONKIN | 0 | 0
MT5000374 | MAJAX-3 500 c/w 0.37KW 4P 380V | FM - DONKIN | 0 | 0
MT5000554 | MAJAX-3 500 c/w 0.55KW 4P 380V | FM - DONKIN | 0 | 0
MT5000556 | MAJAX-3 500 c/w 0.55KW 6P 380V | FM - DONKIN | 0 | 0
MT5000754 | MAJAX-3 500 c/w 0.75KW 4P 380V | FM - DONKIN | 0 | 0
MT5001102 | MAJAX-3 500 c/w 1.10KW 2P 380V | FM - DONKIN | 0 | 0
MT5001104 | MAJAX-3 500 c/w 1.10KW 4P 380V | FM - DONKIN | 0 | 0
MT5001502 | MAJAX-3 500 c/w 1.50KW 2P 380V | FM - DONKIN | 0 | 0
MT5001504 | MAJAX-3 500 c/w 1.50KW 4P 380V | FM - DONKIN | 0 | 0
MT5002202 | MAJAX-3 500 c/w 2.20KW 2P 380V | FM - DONKIN | 0 | 0
MT5004002 | MAJAX-3 500 c/w 4.00KW 2P 380V | FM - DONKIN | 0 | 0
MT5600186 | MAJAX-3 560 c/w 0.18KW 6P 380V | FM - DONKIN | 0 | 0
MT5600374 | MAJAX-3 560 c/w 0.37KW 4P 380V | FM - DONKIN | 0 | 0
MT5600554 | MAJAX-3 560 c/w 0.55KW 4P 380V | FM - DONKIN | 0 | 0
MT5600556 | MAJAX-3 560 c/w 0.55KW 6P 380V | FM - DONKIN | 0 | 0
MT5600754 | MAJAX-3 560 c/w 0.75KW 4P 380V | FM - DONKIN | 0 | 0
MT5601102 | MAJAX-3 560 c/w 1.10KW 2P 380V | FM - DONKIN | 0 | 0
MT5601104 | MAJAX-3 560 c/w 1.10KW 4P 380V | FM - DONKIN | 0 | 0
MT5601502 | MAJAX-3 560 c/w 1.50KW 2P 380V | FM - DONKIN | 0 | 0
MT5601504 | MAJAX-3 560 c/w 1.50KW 4P 380V | FM - DONKIN | 0 | 0
MT5602202 | MAJAX-3 560 c/w 2.20KW 2P 380V | FM - DONKIN | 0 | 0
MT5604002 | MAJAX-3 560 c/w 4.00KW 2P 380V | FM - DONKIN | 0 | 0
MT5607502BIF | Majax-2 535 20.D.8-BIF-T200 c/w 7.5 kW 2 Pole 380V | FM - DONKIN | 0 | 0
MT6300186 | MAJAX-3 630 c/w 0.18KW 6P 380V | FM - DONKIN | 0 | 0
MT6300374 | MAJAX-3 630 c/w 0.37KW 4P 380V | FM - DONKIN | 0 | 0
MT6300554 | MAJAX-3 630 c/w 0.55KW 4P 380V | FM - DONKIN | 0 | 0
MT6300556 | MAJAX-3 630 c/w 0.55KW 6P 380V | FM - DONKIN | 0 | 0
MT6300754 | MAJAX-3 630 c/w 0.75KW 4P 380V | FM - DONKIN | 0 | 0
MT6300756 | MAJAX-3 630 c/w 0.75KW 6P 380V | FM - DONKIN | 0 | 0
MT63011002 | MAJAX-3 630 c/w 11.00KW 2P 380V | FM - DONKIN | 0 | 0
MT6301104 | MAJAX-3 630 c/w 1.10KW 4P 380V | FM - DONKIN | 0 | 0
MT6301504 | MAJAX-3 630 c/w 1.50KW 4P 380V | FM - DONKIN | 0 | 0
MT6302204 | MAJAX-3 630 c/w 2.20KW 4P 380V | FM - DONKIN | 0 | 0
MT6303004 | MAJAX-3 630 c/w 3.00KW 4P 380V | FM - DONKIN | 0 | 0
MT6305502 | MAJAX-3 630 c/w 5.50KW 2P 380V | FM - DONKIN | 0 | 0
MT6307502 | MAJAX-3 630 c/w 7.50KW 2P 380V | FM - DONKIN | 0 | 0
MT7100554 | MAJAX-3 710 c/w 0.55KW 4P 380V | FM - DONKIN | 0 | 0
MT7100556 | MAJAX-3 710 c/w 0.55KW 6P 380V | FM - DONKIN | 0 | 0
MT7100754 | MAJAX-3 710 c/w 0.75KW 4P 380V | FM - DONKIN | 0 | 0
MT7101104 | MAJAX-3 710 c/w 1.10KW 4P 380V | FM - DONKIN | 0 | 0
MT7101106 | MAJAX-3 710 c/w 1.10KW 6P 380V | FM - DONKIN | 0 | 0
MT7101504 | MAJAX-3 710 c/w 1.50KW 4P 380V | FM - DONKIN | 0 | 0
MT7101506 | MAJAX-3 710 c/w 1.50KW 6P 380V | FM - DONKIN | 0 | 0
MT7102204 | MAJAX-3 710 c/w 2.20KW 4P 380V | FM - DONKIN | 0 | 0
MT7102206 | MAJAX-3 710 c/w 2.20KW 6P 380V | FM - DONKIN | 0 | 0
MT7103004 | MAJAX-3 710 c/w 3.00KW 4P 380V | FM - DONKIN | 0 | 0
MT7103006 | MAJAX-3 710 c/w 3.00KW 6P 380V | FM - DONKIN | 0 | 0
MT7104004 | MAJAX-3 710 c/w 4.00KW 4P 380V | FM - DONKIN | 0 | 0
MT7104006 | MAJAX-3 710 c/w 4.00KW 6P 380V | FM - DONKIN | 0 | 0
MT7105504 | MAJAX-3 710 c/w 5.50KW 4P 380V | FM - DONKIN | 0 | 0
MT7105506 | MAJAX-3 710 c/w 5.50KW 6P 380V | FM - DONKIN | 0 | 0
MT7107504 | MAJAX-3 710 c/w 7.50KW 4P 380V | FM - DONKIN | 0 | 0
MT7603004 | Majax-2 760-32-E-8 c/w 3.0KW 4P 380V | FM - DONKIN | 0 | 0
MT8000556 | MAJAX-3 800 c/w 0.55KW 6P 380V | FM - DONKIN | 0 | 0
MT80011004 | MAJAX-3 800 c/w 11.00KW 4P 380V | FM - DONKIN | 0 | 0
MT8001106 | MAJAX-3 800 c/w 1.10KW 6P 380V | FM - DONKIN | 0 | 0
MT8001504 | MAJAX-3 800 c/w 1.50KW 4P 380V | FM - DONKIN | 0 | 0
MT8001506 | MAJAX-3 800 c/w 1.50KW 6P 380V | FM - DONKIN | 0 | 0
MT8002204 | MAJAX-3 800 c/w 2.20KW 4P 380V | FM - DONKIN | 0 | 0
MT8002206 | MAJAX-3 800 c/w 2.20KW 6P 380V | FM - DONKIN | 0 | 0
MT8003004 | MAJAX-3 800 c/w 3.00KW 4P 380V | FM - DONKIN | 0 | 0
MT8003006 | MAJAX-3 800 c/w 3.00KW 6P 380V | FM - DONKIN | 0 | 0
MT8004004 | MAJAX-3 800 c/w 4.00KW 4P 380V | FM - DONKIN | 0 | 0
MT8005504 | MAJAX-3 800 c/w 5.50KW 4P 380V | FM - DONKIN | 0 | 0
MT8007504 | MAJAX-3 800 c/w 7.50KW 4P 380V | FM - DONKIN | 0 | 0
MT90011004 | MAJAX-3 900 c/w 11.00KW 4P 380V | FM - DONKIN | 0 | 0
MT9001104 | MAJAX-3 900 c/w 1.10KW 4P 380V | FM - DONKIN | 0 | 0
MT9001106 | MAJAX-3 900 c/w 1.10KW 6P 380V | FM - DONKIN | 0 | 0
MT9001504 | MAJAX-3 900 c/w 1.50KW 4P 380V | FM - DONKIN | 0 | 0
MT9001506 | MAJAX-3 900 c/w 1.50KW 6P 380V | FM - DONKIN | 0 | 0
MT9002204 | MAJAX-3 900 c/w 2.20KW 4P 380V | FM - DONKIN | 0 | 0
MT9002206 | MAJAX-3 900 c/w 2.20KW 6P 380V | FM - DONKIN | 0 | 0
MT9003004 | MAJAX-3 900 c/w 3.00KW 4P 380V | FM - DONKIN | 0 | 0
MT9003006 | MAJAX-3 900 c/w 3.00KW 6P 380V | FM - DONKIN | 0 | 0
MT9004004 | MAJAX-3 900 c/w 4.00KW 4P 380V | FM - DONKIN | 0 | 0
MT9004006 | MAJAX-3 900 c/w 4.00KW 6P 380V | FM - DONKIN | 0 | 0
MT9005504 | MAJAX-3 900 c/w 5.50KW 4P 380V | FM - DONKIN | 0 | 0
MT9005506 | MAJAX-3 900 c/w 5.50KW 6P 380V | FM - DONKIN | 0 | 0
MT9007504 | MAJAX-3 900 c/w 7.50KW 4P 380V | FM - DONKIN | 0 | 0
MT9007506 | MAJAX-3 900 c/w 7.50KW 6P 380V | FM - DONKIN | 0 | 0
MTBELT 500 20.C.8 | MAJAX-2 500 BAREFAN BELT DRIVEN | FM - DONKIN | 0 | 0
MTPL5000374 | Majax-2 Plate Mounted 500 20.C.8 c/w 0.37 kW 4 Pole 380 V | FM - DONKIN | 0 | 0
MTPL7102204 | Majax-2 Plate Mounted 710 20.D.8 c/w 2.2 kW 4 Pole 380 V | FM - DONKIN | 0 | 0
NAME PLATES | Name plates/ engraving plates |  | 0 | 0
NITRO PRO | includes PDF Editing (Windows, Mac, iOS), unlimited eSigning, and Customer Support. |  | 0 | 0
No10 ( 4 . 8mm) *19 PAN/HD POZI SELF TAPPER 10X19 7981 | No10 ( 4 . 8mm) *19 PAN/HD POZI SELF TAPPER 10X19 7981 |  | 0 | 0
NONE | AIRMAX-2.850 WALL MOUNT | FM - DONKIN | 0 | 0
Non-Taxable Extra's | Non-Taxable Extra's | Accessories | 0 | 0
NRD | Non Return Discharge Dampers |  | 0 | 0
NS40/610/610/300 | HEPA FILTER 4000M3/H |  | 0 | 0
NS40/610/610/300. | HEPA FILTER 4000M/H |  | 0 | 0
OUTSTANDING BALANCE | Outstanding Balance for industrial Fans |  | 0 | 0
Partial Payment | Industrial fan - Partial Payment |  | 0 | 0
PHPM20B | M20 SCREW-IN BLANKING PLUGS (BLK) |  | 0 | 0
PINE | CRATING 25X114X1.8M |  | 0 | 0
PINE - BXXX 50X76X6.0M | PINE - BXXX 50X76X6.0M |  | 0 | 0
PINE - CRATING 25X114X3 .6M | PINE - CRATING 25X114X3 .6M |  | 0 | 0
Pl Blades | Plastic Blades |  | 0 | 0
Pl Blanks | Plastic Blanks |  | 112 | 0
Plasma Cuts | Sheets cut(10), Plates cut(56) & Ends Cut(60) |  | 0 | 0
PMGB20-13.5 | M20 NYLON COMPRESSION GLAND GREY |  | 0 | 0
PMGB25-18 | M25 NYLON COMPRESSION GLAND GREY |  | 0 | 0
PQ3070-2RH | 0.37KW 2P 400V PAD |  | 0 | 0
PQ3083-4RH | 0.75KW 4P 400V PAD |  | 0 | 0
PQ3090-4RH | 1.1KW 4P 400V PAD |  | 0 | 0
PRA GLAND FLP Exde BRASS CPR N*1 M20 | PRA GLAND FLP Exde BRASS CPR N*1 M20 |  | 0 | 0
PRA LOCKNUT BRASS No 0 & 1 - M20 | PRA LOCKNUT BRASS No 0 & 1 - M20 |  | 0 | 0
PRA LOCKNUT BRASS No 2 - M25 | PRA LOCKNUT BRASS No 2 - M25 |  | 0 | 0
PRA REDUCER FLP Ex d/e 25M-20F | PRA REDUCER FLP Ex d/e 25M-20F |  | 0 | 0
PROGRAM - Customized Programming Service | Development of web Based Fan Selection Program |  | 0 | 0
Project Name | The Precint |  | 0 | 0
PRPFAN822 | FAC30/4 Propeller Fan |  | 0 | 0
PTAVAV23795 | VCD 200 S595 SW 1.00KW MLM 24V Master |  | 0 | 0
PTAVAV23796 | VCD 250 S595 SW 1.25KW MLM 24V Master |  | 0 | 0
PVT/20 | PVT/20 c/w 130W 2880RPM 220V |  | 0 | 0
PVT/30 | PVT/30 c/w 380W 2800RPM 220V |  | 0 | 0
PVT/40 | PVT/40 c/w 1.1kW 2800RPM 220V |  | 0 | 0
PVT/50 | PVT /50 c/w 2.2KkW 2800RPM 220V |  | 0 | 0
PWT PI150 0R7G3Z | PI150 VSD 0.75KW 380V IP20 BRK |  | 0 | 0
QCP- | Data Book |  | 0 | 0
QD GP 5LT | QD GREY PRIMER 5LT |  | 0 | 0
RA | 1500x600x850 long Rectangular Attenuator |  | 0 | 0
RAD100 | RAD 100 | FM - KAYITES | 19 | 0
RAD125 | RAD 125 | FM - KAYITES | 19 | 0
RAD150 | RAD 150 | FM - KAYITES | 15 | 0
RAD160 | RAD 160 | FM - KAYITES | 0 | 0
RAD200 | RAD 200 | FM - KAYITES | 19 | 0
RAD250 | RAD 250 | FM - KAYITES | 19 | 0
RAD315 | RAD 315 | FM - KAYITES | 0 | 0
RAD355 | RAD 355 | FM - KAYITES | 15 | 0
RB Flex | Flexible connection |  | 0 | 0
RB7/0.5 | SISW c/w 0.55 kW 2P 380V |  | 0 | 0
REC10050 | REC 100-50 | FM - KAYITES | 0 | 0
REC3015 | REC 30-15 | FM - KAYITES | 0 | 0
REC4020A | REC 40-20 A | FM - KAYITES | 0 | 0
REC4020B | REC 40-20 B | FM - KAYITES | 2 | 0
REC5025 | REC 50-25 | FM - KAYITES | 0 | 0
REC6030 | REC 60-30 | FM - KAYITES | 0 | 0
REC6035 | REC 60-35 | FM - KAYITES | 6 | 0
REC7040 | REC 70-40 | FM - KAYITES | 0 | 0
REC8050 | REC 80-50 | FM - KAYITES | 0 | 0
RENTAL | RENTAL |  | 0 | 0
RepairCMP | Repair teh casing by replacing the flange to be 3mm thick and re-paint entire casing |  | 0 | 0
Repairr | Mahindra repair chip |  | 0 | 0
Rewind Motors | From 400V to 525V |  | 0 | 0
Rewind To | 525V |  | 0 | 0
RIGM6 | RIGID POC FILTERS 600X600X600 M6 6POC |  | 0 | 0
Roshcon | Ducting |  | 0 | 0
RS1-400 | Controller 1.8 amp ( Excl.J.Box) |  | 0 | 0
RV+02-4 Inch | Safety Valve - Press 300- 600mBar - 4Inch |  | 0 | 0
RV02-4 | Safety Valve - Press 300-600mBar - 4 |  | 0 | 0
RW0.14220 | Rewind 0.1Kw 1430rpm 230V Motor Suitable for 60Hz Operation | FM - LUCK & KING | 0 | 0
S/S | Pleated Panel Filter 595 x 595 x 48 |  | 0 | 0
S1 | Silencers |  | 0 | 0
SA | Skid Assembly |  | 0 | 0
SA06/GF | 900 X 600 X 1200 Rectangular Attenuator |  | 0 | 0
SA07/GF | 600 X 600 X 1200 Rectangular Attenuator |  | 0 | 0
SA08/GF | 1500 X 600 X 1200 Rectangular Attenuator |  | 0 | 0
SA10/GF | 1800 X 350 X 1200 Rectangular Attenuator |  | 0 | 0
SA11/GF | 1800 X 350 X 1200 Rectangular Attenuator |  | 0 | 0
SA12/GF | 630mm Dia 1.5D Silencer |  | 0 | 0
SACFW500B10P0T4DB20G2 | VSD 4KW 380V 10A |  | 0 | 0
SACFW500D24P0T4DB20G2 | VSD 11KW 380V 24A |  | 0 | 0
SAF-1.5 Inch | - Inlet Wire Screen Mesh - 1.5Inch |  | 0 | 0
SAF4 | Inlet Wire Screen Mesh - 4 inch |  | 0 | 0
SAF-4 Inch - | - Inlet Wire Screen Mesh - 4Inch |  | 0 | 0
SAL280 | SAL 280 | FM - KAYITES | 0 | 0
SAL315 | SAL 315 | FM - KAYITES | 0 | 0
SAL355 | SAL 355 | FM - KAYITES | 0 | 0
SAL400 | SAL 400 | FM - KAYITES | 2 | 0
SAL450 | SAL 450 | FM - KAYITES | 0 | 0
SAL500 | SAL 500 | FM - KAYITES | 0 | 0
SAL560 | SAL 560 | FM - KAYITES | 0 | 0
SAL630 | SAL 630 | FM - KAYITES | 0 | 0
SAL710 | SAL 710 | FM - KAYITES | 0 | 0
SAV STICKERS | Solvent Printed SAV Stickers - Rounded Corners - (108mm x 88mm) |  | 0 | 0
SCB0820-1.3kW-M | Side Channel Blower - 1.3kW-M - 1 1/2 - 230V | FM - FPZ | 0 | 0
SCBD2M0.7kWb | SCB D2M 0.7kW - 220V | FM - BLOWER | 0 | 0
SCBD2T0.7kWB | SCB D2T 0.7kW - 400V | FM - BLOWER | 0 | 0
SCBD3M1.3kWB | SCB D3M 1.3kW - 220V | FM - BLOWER | 0 | 0
SCBD3T0.85kWB | SCB D3T 0.85kW - 400V | FM - BLOWER | 0 | 0
SCBD3T1.3kWB | SCB D3T 1.3kW - 400V | FM - BLOWER | 0 | 0
SCBD4M1.3kWB | SCB D4M 1.3kW - 220V | FM - BLOWER | 0 | 0
SCBD4M1.5kWB | SCB D4M 1.5kW - 220V | FM - BLOWER | 0 | 0
SCBD4M2.2kWB | SCB D4M 2.2kW - 220V | FM - BLOWER | 0 | 0
SCBD4T1.6kWB | SCB D4T 1.6kW - 400V | FM - BLOWER | 0 | 0
SCBD4T2.2kW- | Side Channel Blower D4T 2.2kW - 400V - 3Ph - 50Hz - 1.5Inch |  | 0 | 0
SCBD4T2.2kWB | SCB D4T 2.2kW - 400V | FM - BLOWER | 0 | 0
SCBD5T2.2kWB | SCB D5T 2.2kW - 400V | FM - BLOWER | 0 | 0
SCBD5T3kWB | SCB D5T 3kW - 400V | FM - BLOWER | 0 | 0
SCBD5T4kWB | SCB D5T 4kW - 400V | FM - BLOWER | 0 | 0
SCBD7T3.0kWB | SCB D7T 3.0kW - 400V | FM - BLOWER | 0 | 0
SCBD7T5.5kWB | SCB D7T 5.5kW - 400V | FM - BLOWER | 0 | 0
SCBD8T5.5kWB | SCB D8T 5.5kW - 400V | FM - BLOWER | 0 | 0
SCBD9T16.5kW | Side Channel Blower D5T 16.5kW - 400V - 3Ph - 50Hz - 4Inch |  | 0 | 0
SCBFLT1.25B | SCB Blower Simple Intake Filter - 1 1/4 | FM - BLOWER | 0 | 0
SCBFLT1.5B | SCB Blower Simple Intake Filter - 1 1/2 | FM - BLOWER | 0 | 0
SCBFLT2.5B | SCB Blower Simple Intake Filter - 2 1/2 | FM - BLOWER | 0 | 0
SCBFLT4 | SCB Blower Simple Intake Filter - 4 | FM - BLOWER | 0 | 0
SCBPV1.25AB | SCB Pressure Relieve Valve - 1 1/4 - Aluminium | FM - BLOWER | 0 | 0
SCBPV1.25PB | SCB Pressure Relieve Valve - 1 1/4 - Plastic | FM - BLOWER | 0 | 0
SCBPV4AB | SCB Pressure Relieve Valve - 4 - Aluminium | FM - BLOWER | 0 | 0
SCBS0T0.12kWB | SCB S0T 0.12kW - 400V | FM - BLOWER | 0 | 0
SCBS1M0.2kWB | SCB S1M 0.2kW - 220V | FM - BLOWER | 0 | 0
SCBS1T0.2kWB | SCB S1T 0.2kW - 400V | FM - BLOWER | 0 | 0
SCBS2M0.25kWB | SCB S2M 0.25kW - 220V | FM - BLOWER | 0 | 0
SCBS2M0.4kWB | SCB S2M 0.4kW - 220V | FM - BLOWER | 0 | 0
SCBS2T0.25kWB | SCB S2T 0.25kW - 400V | FM - BLOWER | 0 | 0
SCBS2T0.4kWB | SCB S2T 0.4kW - 400V | FM - BLOWER | 0 | 0
SCBS3M0.55kWB | SCB S3M 0.55kW - 220V | FM - BLOWER | 0 | 0
SCBS3M0.7kWB | SCB S3M 0.7kW - 220V | FM - BLOWER | 0 | 0
SCBS3T0.55kWB | SCB S3T 0.55kW - 400V | FM - BLOWER | 0 | 0
SCBS3T0.7kWB | SCB S3T 0.7kW - 400V | FM - BLOWER | 0 | 0
SCBS4M0.7kWB | SCB S4M 0.7kW - 220V | FM - BLOWER | 0 | 0
SCBS4M0.85kWB | SCB S4M 0.85kW - 220V | FM - BLOWER | 0 | 0
SCBS4M1.3kWB | SCB S4M 1.3kW - 220V | FM - BLOWER | 0 | 0
SCBS4T0.7kWB | SCB S4T 0.7kW - 400V | FM - BLOWER | 0 | 0
SCBS4T0.85kWB | SCB S4T 0.85kW - 400V | FM - BLOWER | 0 | 0
SCBS4T1.3kWB | SCB S4T 1.3kW - 400V | FM - BLOWER | 0 | 0
SCBS5M1.3kWB | SCB S5M 1.3kW - 220V | FM - BLOWER | 0 | 0
SCBS5M1.5kWB | SCB S5M 1.5kW - 220V | FM - BLOWER | 0 | 0
SCBS5M2.2kWB | SCB S5M 2.2kW - 220V | FM - BLOWER | 0 | 0
SCBS5T1.3kWB | SCB S5T 1.3kW - 400V | FM - BLOWER | 0 | 0
SCBS5T1.6kWB | SCB S5T 1.6kW - 400V | FM - BLOWER | 0 | 0
SCBS5T2.2kWB | SCB S5T 2.2kW - 400V | FM - BLOWER | 0 | 0
SCBS6M2.2kWB | SCB S6M 2.2kW - 220V | FM - BLOWER | 0 | 0
SCBS6T2.2kWB | SCB S6T 2.2kW - 400V | FM - BLOWER | 0 | 0
SCBS6T3kWB | SCB S6T 3kW - 400V | FM - BLOWER | 0 | 0
SCBS7T3kWB | SCB S7T 3kW - 400V | FM - BLOWER | 0 | 0
SCBS7T4.3kWB | SCB S7T 4.3kW - 400V | FM - BLOWER | 0 | 0
SCBS8T4.3kWB | SCB S8T 4.3kW - 400V | FM - BLOWER | 0 | 0
SCBS8T5.5kWB | SCB S8T 5.5kW - 400V | FM - BLOWER | 0 | 0
SCBS8T7.5kWB | SCB S8T 7.5kW - 400V | FM - BLOWER | 0 | 0
SCBS9T12.5kW | Side Channel Blower S9T 12.5Kw - 525V - 4 |  | 0 | 0
SCL-R20MD-0.75kW-400V | SCL R20MD 0.75kW 400V BLOWER | FM - FPZ | 1 | 0
SE07MD50+0004 | e7 MD 4.0Kw 3Ph |  | 0 | 0
SE07MS50+0005 | SCL e07-MS MOR IE3 M.E. 4.0-4.8KW - 2 POLI 345-415/200-240V 50Hz - 380-480/220-280V 60Hz. IP55 |  | 0 | 0
SE07MS50+0012 | SCL e07-MS MOR IE3 M.E. 5.5 - 6.5 kW - 2 POLI -600-720/345-415V 50Hz - 660-830/380-480V 60Hz WR |  | 0 | 0
SE08MS50+0014 | SCL e08-MS MOR - IE3 M.E 7.5KW - 9.0KW - 2 POLI |  | 0 | 0
SE08MS55 | SCL e08-MS MOR IE3 - M.E. 5.5 kW- 525V -IE3 -IP55 NATURAL FINISH |  | 0 | 0
SE10MS50+0005 | SCL e10-MS MOR IE3 M.E. 11 - 13 kW - 2 POLI - 380V - IP55 Natural Finish |  | 0 | 0
SE11MS00+0048 | SCL e11-MS MOR IE2 M.E. 11 - 13 kW - 2 POLI - 300/525V 50HZ 360/630V 60HZ IE2 - CL. F TROP. |  | 0 | 0
SE11TS50+0002 | SCL e11-TS MOR IER - M.E 22 - 25.5 kW - 2 POLI - IE3 CL. F TROP. PTO IP55 - NATURAL FINISH |  | 0 | 0
Sea Freight | Sea Freight 2-off Blower |  | 0 | 0
Search Engine | Search Engine Optimisation - Pro Package |  | 0 | 0
SEF100 | SEF 100 | FM - KAYITES | 16 | 0
SEF125 | SEF125 | FM - KAYITES | 15 | 0
Service Provider | Service |  | 0 | 0
SH01 | HAND STRAPPING 12X 1500M - BLACK | PACKAGING | 0 | 0
SHPBSW | BANDSAW WELD ONLY BIMETAL |  | 0 | 0
SITEW | Site Work - 8 hours |  | 0 | 0
SK03MS50+0121 | SCL K03-MS MOR IE3 M.E. 0.55 - 0.65 kW 2 POLI345-415/200-240V 50Hz - 380-480/220-280V 60Hz WR |  | 4 | 0
SLA2025 | Support SLA Mar |  | 0 | 0
SMOKE EXTRACTION FS 160/180 | TERMINAL BLOCK 300c |  | 0 | 0
SMR2005 | Spring Mount 2 - 750 - White |  | 0 | 0
SMR3002 | Spring Mount 3 - 1350 - Yellow |  | 0 | 0
SMR3005 | Spring Mount 3 - 1000 - Black |  | 0 | 0
SMR3005. | Spring Mount 3 - 1000 - Black |  | 0 | 0
SMR3006 | Spring Mount 3 - 1350 - Yellow |  | 0 | 0
SMR3007 | Spring Mount 3 - 1675 - Yellow |  | 0 | 0
SMW23030 | 5.5KW 4P 380V IP55 300 C/2HR WEG SMOKEX PAD W22 MOTOR |  | 0 | 0
SOF250 | SOF 250 | FM - KAYITES | 0 | 0
SOF300 | SOF 300 | FM - KAYITES | 0 | 0
SOF350 | SOF 350 | FM - KAYITES | 0 | 0
SOF400 | SOF 400 | FM - KAYITES | 1 | 0
SOF450 | SOF 450 | FM - KAYITES | 0 | 0
SOF500 | SOF 500 | FM - KAYITES | 0 | 0
SOF630 | SOF 630 | FM - KAYITES | 0 | 0
SP | Spark Proofing - SP |  | 0 | 0
Spare Motor | Tiracamino |  | 0 | 0
Spring Hanger | 2.280 Green |  | 0 | 0
SQL-GLF12.5-D | Galvanised Industrial Extractor Fan + Grill & Louvers: 1380sq, 220V, 1.1kw, 440rpm, 44000m3/hr |  | 0 | 0
SQL-GLF12.5-GR | GLF Grill: 1380sq. |  | 0 | 0
SQL-GR75F | GLF Fan Wheel - Fixed 70mm |  | 0 | 0
SQL-GR75PBR | GLF Fan Wheel - PBK 70mm |  | 0 | 0
SR20MD00+0095 | SCL R20-MD GOR ATEX 2G ANOD. +V.INOX + IMPR. EU M.E.0.75-0.9KW - 2 POLI 230/400-50 |  | 0 | 0
SR30MD000024 | SCL R30-MD MOR M.E 1.5KW 1Ph 220V | FM - FPZ | 0 | 0
SR30MD000069 | SCL R30-MD MOR EU M.E 1.5KW 3Ph 380V | FM - FPZ | 0 | 2
SR30MD50 | R30 MD 1.5Kw 380V 3-ph |  | 0 | 0
SR30MD50+0010 | R30 MD 1.5K 380V 3Ph |  | 0 | 0
SR30MD50+0020 | R30 MD 1.5Kw 220V 1-ph |  | 0 | 0
SR40MD00 + 0006 | SCL R40-MD MOR EU M.E 2.2kW - 2 POLI 230-50 V-HZ - MF - CL.F TROP. + PTO - IP55 - PAINTED |  | 0 | 0
SR40MD00+0006 | SCL R40MD | FM - FPZ | 0 | 0
SSD | New Disk replacement SSD 512gb from invoice AXG0205 |  | 0 | 0
ST0.14220 | Satmos Treatment 0.1Kw 1430rpm 230V |  | 0 | 0
ST0001 | 760diam/9bladed/28mmbore/30deg/Impeller/FB |  | 0 | 0
Stantionary | Stationary |  | 0 | 0
STOCK GALVANIZING-12 JULY 2024 | STOCK GALVANIZING-12 JULY 2024 |  | 0 | 0
SWA02.5X4BKLH | STEEL WIRE ARMOURED 2.5MM X 4 |  | 0 | 0
TAB10130 | 1.1kw 6P 400V B30 90L IE1 MOTOR WEG W21 IP55 AL BOX |  | 0 | 0
TAB15030 | 2.2kW 2P 400V B30 90L IE1 MOTOR WEG W11 IP55 AL BOX |  | 0 | 0
TAB15030- | 2.2kW 2P 400V B30 90L IE1 MOTOR WEG W11 IP55 AL BOX |  | 0 | 0
TAP08130 | 0.75kw 6P 400V B30 90S IE1 MOTOR WEG W21 IP55 AL LEAD |  | 0 | 0
TAXIP F300 450-5-25 | c/w 0.55 kW 4 Pole 380V Motor |  | 0 | 0
TC10.0X4BKHO7 | Trailing Cable 10mm2 4 Core |  | 0 | 0
Terminal-B56.36 | Terminal Blocik 56.36 - 6TN 56.36 M5 Complete |  | 0 | 0
Terminal-B70.45 | Terminal Blocks 70.45 - 6TN10, M6 |  | 0 | 0
TEX1943033 | 3kW 4P 220/380-415V B3T 100L IE1 Motor WEG W21 IP55 FLP |  | 0 | 0
TEX2313030 | 5.5kW 6P 380-415/660V B3 132M IE1 MOTOR WEG W21 IP55 FLP |  | 0 | 0
TR355T4 | Torrette TR 355 T4 0.55KW ATEX ZONE1 (1084 CFM) | FM - VORTICE | 0 | 0
TR400T4 | Torrette TR 400 T4 1.1KW ATEX ZONE1 (2700 CFM) | FM - VORTICE | 0 | 0
TR450T4 | Torrette TR 450 T4 2.2KW ATEX ZONE 1 (4500 CFM) | FM - VORTICE | 0 | 0
TR500T4 | Torrette TR 500 T4 3KW ATEX ZONE1 (6500 CFM) | FM - VORTICE | 0 | 0
TR500T6 | Torrette TR 500 T6 0.75KW ATEX ZONE1 (3600 CFM) | FM - VORTICE | 0 | 0
TR710T6 | Torrette TR 710 T6 4KW ATEX ZONE1 (9500 CFM) | FM - VORTICE | 0 | 0
Transport | Delivery |  | 0 | 0
Travel | Call Out |  | 0 | 0
TRK-AR-500T4 | Torrette TRK-AR 500 T4 3KW (6200CFM) | FM - VORTICE | 0 | 0
TRL | Traveling from Office to Airport |  | 0 | 0
TRS250EC | Torrette TRS 250 EC (850 CFM) | FM - VORTICE | 0 | 0
TRS310EC | Torrette TRS 310 EC (1050 CFM) | FM - VORTICE | 0 | 0
TTS 55 Pro | TTS 55 Pro Laser Engraving Machine |  | 0 | 0
TTSILENTM100 | TTSILENTM100 | Vents | 0 | 0
TTSILENTM125 Fan | TTSILENTM125 |  | 0 | 0
TTSILENTM250 | TTSILENTM250 | Vents | 0 | 0
UV 250/1/4 | 220 / 1 / 50 |  | 0 | 0
UV 250/1/4 c/w | 0. 18 kW 220 / 1 / 50 |  | 0 | 0
UV 400- | Impeller |  | 0 | 0
UV 400 SCREEN | 400 SCREENS |  | 0 | 0
UV 400-3-4 | c/w 0.55 kW 4 Pole 380 |  | 0 | 0
UV 400-3-6 | c/w 0.55 kW 6 Pole 380 |  | 0 | 0
UV 500 | Dome Only |  | 0 | 0
UV 500-3-4 | c/w 1.5 kW 4 Pole 380V |  | 0 | 0
UV 630/3/6/W | c/w 1.5 kW 6 Pole 380 V Motor |  | 0 | 0
UV 630/3/8/W | c/w 0.75 kW 8 Pole 380 V | Fan | 0 | 0
UV 710/3/6 | UV710/3/6 | Roof Fans | 0 | 0
UV250/1/6 | c/w 0.18kW 220v Motor |  | 0 | 0
UV400/1/4 | UV 400/1/4 c/w 0.55kW 4Pole 220v Motor |  | 0 | 0
VB10NX1320 F | Friction Belt wedge Envelope SPZ SE |  | 0 | 0
VB13NX1400 F | FRICTION BELT WEDGE ENVELOPE SPA SECTION 13 X 10 X 1400MM FENNER |  | 0 | 0
VB13NX1600 F | FRICTION BELT WEDGE ENVELOPE SPA -SECTION 13 X 10 X 1600MM FENNER |  | 0 | 0
VB13NX1682 F | FRICTION BELT WEDGE ENVELOPE SPA SECTION 13 X 10 X 1682MM FENNER |  | 0 | 0
VB13NX1700 FF | FRICTION BELT WEDGE ENVELOPE SPA SE |  | 0 | 0
VB13NX1800 F | FRICTION BELT WEDGE ENVELOPE SPA SECTION 13 X 10 X 1800MM FENNER |  | 0 | 0
VB13NX1900 F | FRICTION BELT WEDGE ENVELOPE SPA SECTION 13 X 10 X 1900MM FENNER |  | 0 | 0
VCN100 | VCN100 - External Exhaust Fan - 100mm? | Vents | 2 | 0
VCN125 | VCN125 - External Exhaust Fan - 125mm? | Vents | 5 | 0
VCN150 | VCN150 - External Exhaust Fan - 150mm? | Vents | 0 | 0
VFC 310/300 | VFC 310/300 c/w 300W 230V MOTOR |  | 0 | 0
VFC 355/550 | VFC 355/550 c/w 550Watts 230V Motor |  | 0 | 0
VFC 450 S | VFC SILENCER |  | 0 | 0
VFC 450/1100.12 | c/w 1.1KW |  | 0 | 0
VFC SILENCER | VFC 355/3 850Lx520Wx410H |  | 0 | 0
VFC SILENCER. | VFC 355/5 1450Lx520Wx410H |  | 0 | 0
VFC SILENCER.. | VFC 310/3 850Lx450Wx360H |  | 0 | 0
VFC VS 400 / 550 | c/w 0.55 kW 4 Pole 230 V Motor |  | 0 | 0
VFC310.147 | 147WATTS |  | 0 | 0
VFC355-300 | VFC 355/300 c/w 300Watts 230V Motor | FM - DONKIN | 0 | 0
VFC355-420 | VFC355/420 c/w 420watts 4P 230v |  | 0 | 0
VFC355550 | VFC 355/550 c/w 550W 4P 220V |  | 0 | 0
VFC355550S | 520wide x 510high x 610mm Long Silencers |  | 0 | 0
Vibrasorb Waffle/Steel | 100 x 100 -60 Shore |  | 0 | 0
VLA3 & RV3 | VLA3 or RV3 - 1' | FM - FPZ | 0 | 0
VOC | Creation, Conformity Review, Inspection & Issuance |  | 0 | 0
VP 15 | VP 150K |  | 0 | 0
VP10 | 100 K |  | 0 | 0
VP12 | 125 K |  | 0 | 0
VRL6 | VRL6 - 2' | FM - FPZ | 7 | 0
VRL8 | VRL8 - 3' | FM - FPZ | 5 | 0
VRL9 | VRL9 - 4' | FM - FPZ | 7 | 0
VSD - | 37 kW 380V variable speed drive |  | 0 | 0
W1G250 - HH67 - 52 | 48 V (36-57V-) DC. 105 W 2750 min 1 |  | 0 | 0
WAMCENTRIF | WAM Centrif c/w 1.5HP Nema Motor |  | 0 | 0
WAREHOUSE-FAN1 | HTMH-71-4T-4 IE3 380V 60Hz IE3 - Roof Top Exhaust Fan |  | 0 | 0
WD002 | FMD 600 x 600 x 50 W/D |  | 0 | 0
WGP3603033 | 22kW 4P 380-400-415/660-690//460V B3T 180L IE1 |  | 0 | 0
WL 400 | Wall Mount |  | 0 | 0
WL2525 | WEATHER LOUVRE 250*250 NS NA |  | 0 | 0
WL350 | 350x350mm Weather Louvres |  | 0 | 0
WL6060 | WEATHER LOUVRE 600*600 NS NA |  | 0 | 0
Wooden crate charges | Wooden crate charges |  | 0 | 0
WP P800 | WATERPAPER P800 |  | 0 | 0
WPF50/600/600/50 | Filter |  | 0 | 0
WPF50/600/600/50. | WPF50/600/600/50 |  | 0 | 0
WS | Wall sleeve, plate and flashing |  | 0 | 0
WSAWBS014 | [D]HBS350N[1] 14inch WOODWORKING |  | 0 | 0
YUF150 | YUF150 | FM - KAYITES | 0 | 0
Z4540002 | Commission for HFEAVAO.AFM.000298-AECI CHEMICALS |  | 0 | 0
ZZZ-SP 2200 | 0.37KW 4P 400 V B3 - IE2-OH71 M ORANGE1 |  | 0 | 0
315CFUG | 315 Diam Counter Flange | FM - DONKIN | 78 | 0
400CFUG | 400 Diam Counter Flange | FM - DONKIN | 94 | 0
500CFUG | 500 Diam Counter Flange | FM - DONKIN | 9 | 0
535CFUG | 535 Diam Counter Flange | FM - DONKIN | 4 | 0
560CFUG | 560 Diam Counter Flange | FM - DONKIN | 0 | 0
630CFUG | 630 Diam Counter Flange | FM - DONKIN | 1 | 0
710CFUG | 710 Diam Counter Flange | FM - DONKIN | 5 | 0
800CFUG | 800 Diam Counter Flange | FM - DONKIN | 0 | 0
C500x500 | Casing Size 500diamx500 | FM - DONKIN | 2 | 0
C560x400 | Casing size 560diamx400 | FM - DONKIN | 5 | 6
C800x400 | Casing Size 800diamx400 | FM - DONKIN | 1 | 2
C630x500 | Casing Size 630diamx500 | FM - DONKIN | 4 | 0
C630x400 | Casing Size 630diamx400 | FM - DONKIN | 1 | 7
C710x500 | Casing Size 710diamx500 | FM - DONKIN | 3 | 0
C710x400 | Casing Size 710diamx400 | FM - DONKIN | 4 | 2
C900x400 | Casing Size 900diamx400 | FM - DONKIN | 1 | 0
TERM-CAP | Terminal Cap to suit casing terminal | FM - DONKIN | 11 | 45