## Master Live Inventory Status
FM - Master Live Inventory Status
Code | Description | Category | Cost Price | Avg Monthly Usage (AMU) | Lead Time (months) | Safety Factor (months) | Review Period (months) | Safety Stock | Lead Time Demand | Reorder Point (ROP) | Maximum Stock (MAX) | Current Stock | On Order | Order Quantity | Supplier | Reserved | Re-Order | Order Cost | Stock Status | Bin
-GLF12.5-S | Galvanised Industrial Extractor Fan+ Grill & Louvers 1380sq, 380V,1.1kw, 440rpm, 44000m3/hr |  |  |  |  | 1 | 1 | 0 | 0 | 0 | 0 |  | 0 | 0 | AF Fans CC | 0 | 0 |  | Overstocked
.30 Duct | 300mm Diameter-10 meter Long | DUCT |  | 0.22 | 0.13 | 1 | 1 | 0 | 0 | 0 | 0 |  | 0 | 0 | Luft Industries Natal (Pty) Ltd | 0 | 0 |  | Under ROP
0.2543PM | 0.25kW 4P 380V Pad Mount Motor | FM - MOTORS | 1138 | 1.67 | 0.99 | 1 | 1 | 2 | 2 | 4 | 6 |  | 0 | 0 | ACTOM | 0 | 0 | 0 | Overstocked
0.3723PM | 0.37kW 2P 380V Pad Mount Motor | FM - MOTORS | 1193 | 2.55 | 0.69 | 1 | 1 | 3 | 2 | 5 | 8 |  | 0 | 0 | ACTOM | 0 | 0 | 0 | Overstocked
0.3741PM | 0.37KW 4P 220V Pad Mount Motor | MOTORS |  | 0.6 | 0.96 | 1 | 1 | 1 | 1 | 2 | 3 |  | 0 | 2 | ASKARI ELECTRIC (PTY) LTD | 0 | 2 |  | Under ROP
0.3743PM | 0.37kW 4P 380V Pad Mount Motor | FM - MOTORS | 1226 | 3.09 | 0.79 | 1 | 1 | 3 | 2 | 5 | 8 |  | 0 | 0 | ACTOM | 0 | 0 | 0 | Overstocked
0.3763PM | 0.37kW 6P 380V Pad Mount Motor |  | 0 |  |  | 1 | 1 | 0 | 0 | 0 | 0 |  | 0 | 0 |  | 0 | 0 | 0 | Under ROP
0.5523PM | 0.55kW 2P 380V Pad Mount Motor | FM - MOTORS | 1277 | 3.75 | 0.86 | 1 | 1 | 4 | 3 | 7 | 11 |  | 0 | 0 | ACTOM | 0 | 0 | 0 | Overstocked
0.552P | 0.55Kw 2P 380V Pad Motor | FM - MOTORS |  | 0.05 | 0.82 | 1 | 1 | 0 | 0 | 0 | 0 |  | 0 | 0 | ACTOM | 0 | 0 |  | Overstocked
0.5541PM | 0.55KW 4P 220V Pad Mount Motor | MOTORS |  | 1 | 0.03 | 1 | 1 | 1 | 0 | 1 | 2 |  | 0 | 1 | ASKARI ELECTRIC (PTY) LTD | 0 | 1 |  | Under ROP
0.5543PM | 0.55kW 4P 380V Pad Mount Motor | FM - MOTORS | 1535 | 3.52 | 0.72 | 1 | 1 | 4 | 3 | 7 | 11 |  | 0 | 0 | ACTOM | 0 | 0 | 0 | Overstocked
0.5563PM | 0.55kW 6P 380V Pad Mount Motor |  | 0 |  |  | 1 | 1 | 0 | 0 | 0 | 0 |  | 0 | 0 |  | 0 | 0 | 0 | Under ROP
0.7523PM | 0.75kW 2P 380V Pad Mount Motor | FM - MOTORS | 1641 | 1.19 | 0.74 | 1 | 1 | 1 | 1 | 2 | 3 |  | 0 | 0 | ACTOM | 0 | 0 | 0 | Overstocked
0.752P | 0.75Kw 2Pole 380V Pad Mount | FM - MOTORS |  | 0.18 | 1.16 | 1 | 1 | 0 | 0 | 0 | 0 |  | 0 | 0 | ACTOM | 0 | 0 |  | Overstocked
0.7541FM | 0.75Kw 220v Foot Mount | FM - MOTORS |  | 0.2 | 1.38 | 1 | 1 | 0 | 0 | 0 | 0 |  | 0 | 0 | ACTOM | 0 | 0 |  | Overstocked
0.7541PM | 0.75Kw 220v Pad Mount | MOTORS |  | 1 | 0 | 1 | 1 | 1 | 0 | 1 | 2 |  | 0 | 1 | ASKARI ELECTRIC (PTY) LTD | 0 | 1 |  | Under ROP
0.7543PM | 0.75kW 4P 380V Pad Mount Motor | FM - MOTORS | 1768 | 2.91 | 1.07 | 1 | 1 | 3 | 3 | 6 | 9 |  | 0 | 0 | ACTOM | 0 | 0 | 0 | Overstocked
0.7563PM | 0.75kW 6P 380V Pad Mount Motor | FM - MOTORS |  | 0.1 | 1.84 | 1 | 1 | 0 | 0 | 0 | 0 |  | 0 | 0 | ACTOM | 0 | 0 |  | Overstocked
0.75kW VSD | Variable Speed Controller | VSD |  | 0.55 | 0.64 | 1 | 1 | 1 | 0 | 1 | 2 |  | 0 | 2 | AM SYSTEMS INTEGRATIONS (PTY) LTD | 0 | 2 |  | Under ROP
0.75kW VSD Enc. | 0.75kW Variable Speed Enclosure | VSD |  | 2 | 0.92 | 1 | 1 | 2 | 2 | 4 | 6 |  | 0 | 6 | AM SYSTEMS INTEGRATIONS (PTY) LTD | 0 | 6 |  | Under ROP
0010 | SPARE MOTOR - TIRACAMINO - Vortice Spare Motor for Tiracamino 0.12kW 4P 230V | FM - VORTICE | 0 |  |  | 1 | 1 | 0 | 0 | 0 | 0 |  | 0 | 0 | Vortice | 0 | 0 | 0 | Under ROP
008 | Majax-2 800 32-E-8 Belt drive c/w 4.0kw 4P 1150rpm 380V |  | 0 |  |  | 1 | 1 | 0 | 0 | 0 | 0 |  | 0 | 0 |  | 0 | 0 | 0 | Under ROP
009 | HVF/75N c/w 0.24kW 750mm 220V |  | 0 |  |  | 1 | 1 | 0 | 0 | 0 | 0 |  | 0 | 0 |  | 0 | 0 | 0 | Under ROP
02880 | PRA LOCKNUT BRASS No 0 & 1 - M20 | Accessories |  | 0.17 | 0.38 | 1 | 1 | 0 | 0 | 0 | 0 |  | 0 | 0 | Luft Industries Natal (Pty) Ltd | 0 | 0 |  | Overstocked
053575 | AFROX PICKELING PASTE AOX 1LT | CONSUMABLES | 520 | 1 | 0.07 | 1 | 1 | 1 | 0 | 1 | 2 |  | 0 | 0 | INTROWELD CC | 0 | 0 | 0 | Overstocked
1 IP 65 | Change IP Rating - Motor Size 90Watts 2Pole 380V to IP 65 | FM - LUCK & KING |  | 0.24 | 0.2 | 1 | 1 | 0 | 0 | 0 | 0 |  | 0 | 0 | Luck and King | 0 | 0 |  | Overstocked
1.1.2Pad | 1.1Kw 2P 380V Pad Mount Motor | FM - MOTORS |  | 0.6 | 0.86 | 1 | 1 | 1 | 1 | 2 | 3 |  | 0 | 0 | ACTOM | 0 | 0 |  | Overstocked
1.123PM | 1.1kW 2P 380V Pad Mount Motor | FM - MOTORS | 1874 | 1.5 | 0.87 | 1 | 1 | 2 | 1 | 3 | 4 |  | 2 | 0 | ACTOM | 0 | 0 | 0 | Overstocked
1.141PM | 1.1kW 4P 220V Pad Mount Motor | MOTORS |  | 0.25 | 0.92 | 1 | 1 | 0 | 0 | 0 | 0 |  | 0 | 0 | ASKARI ELECTRIC (PTY) LTD | 0 | 0 |  | Overstocked
1.143FM | 1.1kW 4P 400V B3 QL3 | FM - MOTORS |  | 0.35 | 0.28 | 1 | 1 | 0 | 0 | 0 | 0 |  | 0 | 0 | ACTOM | 0 | 0 |  | Overstocked
1.143PM | 1.1kW 4P 380V Pad Mount Motor | FM - MOTORS | 1805 | 5.09 | 0.74 | 1 | 1 | 5 | 4 | 9 | 14 |  | 5 | 0 | ACTOM | 0 | 0 | 0 | Overstocked
1.163PM | 1.1kW 6P 380V Pad Mount Motor | FM - MOTORS |  | 0.11 | 0.07 | 1 | 1 | 0 | 0 | 0 | 0 |  | 0 | 0 | WEG South Africa | 0 | 0 |  | Overstocked
1.5 kW 4Pole | 380V VSD |  | 0 |  |  | 1 | 1 | 0 | 0 | 0 | 0 |  | 0 | 0 |  | 0 | 0 | 0 | Under ROP
1.523PM | 1.5kW 2P 380V Pad Mount Motor | FM - MOTORS | 1829 | 1.14 | 1.1 | 1 | 1 | 1 | 1 | 2 | 3 |  | 0 | 0 | ACTOM | 0 | 0 | 0 | Overstocked
1.541PM | 1.5KW 4P 220V Pad Mount Motor |  | 0 |  |  | 1 | 1 | 0 | 0 | 0 | 0 |  | 0 | 0 |  | 0 | 0 | 0 | Under ROP
1.543PM | 1.5kW 4P 380V Pad Mount Motor | FM - MOTORS | 2182 | 4.14 | 0.92 | 1 | 1 | 4 | 4 | 8 | 12 |  | 0 | 0 | ACTOM | 0 | 0 | 0 | Overstocked
1.563PM | 1.5kW 6P 380V Pad Mount Motor | FM - MOTORS |  | 1 | 1.41 | 1 | 1 | 1 | 1 | 2 | 3 |  | 0 | 0 | ACTOM | 0 | 0 |  | Overstocked
1.583PM | 1.5KW 8P 380V Pad Mount Motor |  |  | 0.05 | 0.03 | 1 | 1 | 0 | 0 | 0 | 0 |  | 0 | 0 | Bearing Man Group | 0 | 0 |  | Overstocked
1.5kW VSD | 1.5kW Variable Speed Controller | VSD |  | 1 | 0.92 | 1 | 1 | 1 | 1 | 2 | 3 |  | 0 | 3 | AM SYSTEMS INTEGRATIONS (PTY) LTD | 0 | 3 |  | Under ROP
1.5kW VSD ENC. | 1.5kW Variable Speed Enclosure | VSD |  | 1 | 0.92 | 1 | 1 | 1 | 1 | 2 | 3 |  | 0 | 3 | AM SYSTEMS INTEGRATIONS (PTY) LTD | 0 | 3 |  | Under ROP
100/112 FR 27.8 | 100/112 Motor Frame - 27.8 mm OD Spacer | FM - WORKS | 30 | 1.68 | 0.2 | 0.5 | 1 | 1 | 0 | 1 | 3 |  | 0 | 0 | Hulmak Engineering cc | 0 | 0 | 0 | Overstocked
1000 HDG | 1000SC 1000mm Diam HDG Screen |  | 0 | 1 | 0.53 | 1 | 1 | 1 | 1 | 2 | 3 |  | 0 | 3 | Heinmor Wire Products CC | 0 | 3 | 0 | Under ROP
1000 ICS | Majax Inlet Cone & Screen |  | 0 |  |  | 1 | 1 | 0 | 0 | 0 | 0 |  | 0 | 0 |  | 0 | 0 | 0 | Under ROP
1000 IMP | Impeller 1000Dia |  | 0 |  |  | 1 | 1 | 0 | 0 | 0 | 0 |  | 0 | 0 |  | 0 | 0 | 0 | Under ROP
1000 LS | Louvre Shutter |  | 0 |  |  | 1 | 1 | 0 | 0 | 0 | 0 |  | 0 | 0 |  | 0 | 0 | 0 | Under ROP
1000 SIL | Inlet Silencer 1000 1.5D (1000mm Diameter to reduce noise on the dischargeside) |  | 0 |  |  | 1 | 1 | 0 | 0 | 0 | 0 |  | 0 | 0 |  | 0 | 0 | 0 | Under ROP
1000 X 500 MM | Sand Trap Air Louver |  | 0 |  |  | 1 | 1 | 0 | 0 | 0 | 0 |  | 0 | 0 |  | 0 | 0 | 0 | Under ROP
10000000 | Impeller 0560mm 'B' 250A14PR19mm 080Frame | Accessories |  | 0.2 | 0.43 | 1 | 1 | 0 | 0 | 0 | 0 |  | 0 | 0 | Luft Industries Natal (Pty) Ltd | 0 | 0 |  | Overstocked
10000005 | SILENTBLOCKS FOR THT-125-4/8T/6-27-F300 400V |  | 0 |  |  | 1 | 1 | 0 | 0 | 0 | 0 |  | 0 | 0 |  | 0 | 0 | 0 | Under ROP
1000002 | Monthly Retainer - March 2025 |  |  | 0.33 | 0.13 | 1 | 1 | 0 | 0 | 0 | 0 |  | 0 | 0 | KOBILAN PILLAY AND ASSOCIATES | 0 | 0 |  | Overstocked
1000005 | TURBINA CMP 616 14 LG (Impeller for CMP616-2T-0.75 230/400V) | FM - SODECA | 0 | 0.71 | 2.64 | 1 | 1 | 1 | 2 | 3 | 4 |  | 0 | 0 | SODECA | 0 | 0 | 0 | Healthy
1000005. | FILTER F7 - REPLACEMENT FOR CJK/FILTER/EC-500-F7+9 |  |  |  |  | 1 | 1 | 0 | 0 | 0 | 0 |  | 0 | 0 |  | 0 | 0 |  | Under ROP
1000012 | HCD 20 4M | FM - SODECA | 1139.8725 | 0.26 | 1.2 | 1 | 1 | 0 | 0 | 0 | 0 |  | 0 | 0 | SODECA | 0 | 0 | 0 | Overstocked
1000013 | HCD 25 4M | FM - SODECA | 1475.5162 | 0.06 | 2.76 | 1 | 1 | 0 | 0 | 0 | 0 |  | 0 | 0 | SODECA | 0 | 0 | 0 | Overstocked
1000013. | HCD-30-4M 230V. 50/60Hz | FM - SODECA |  | 0.38 | 2.14 | 1 | 1 | 0 | 1 | 1 | 1 |  | 0 | 0 | SODECA | 0 | 0 |  | Overstocked
1000015 | HCD 30 4M | FM - SODECA | 1663.3012 | 0.16 | 1.74 | 1 | 1 | 0 | 0 | 0 | 0 |  | 0 | 0 | SODECA | 0 | 0 | 0 | Overstocked
1000016 | HCD 35 4M | FM - SODECA | 0 | 0.16 | 1.54 | 1 | 1 | 0 | 0 | 0 | 0 |  | 0 | 0 | SODECA | 0 | 0 | 0 | Overstocked
1000039 | HCT-25-2M/PL | FM - SODECA | 0 |  |  | 1 | 1 | 0 | 0 | 0 | 0 |  | 0 | 0 | SODECA | 0 | 0 | 0 | Overstocked
1000040 | HCT-25-2T/PL | FM - SODECA | 0 |  |  | 1 | 1 | 0 | 0 | 0 | 0 |  | 0 | 0 | SODECA | 0 | 0 | 0 | Overstocked
1000043 | HCT-25-4M/PL | FM - SODECA | 0 |  |  | 1 | 1 | 0 | 0 | 0 | 0 |  | 0 | 0 | SODECA | 0 | 0 | 0 | Overstocked
1000044 | HCT-25-4T/PL | FM - SODECA | 0 |  |  | 1 | 1 | 0 | 0 | 0 | 0 |  | 0 | 0 | SODECA | 0 | 0 | 0 | Overstocked
1000046 | HCT-31-2M/PL | FM - SODECA | 0 |  |  | 1 | 1 | 0 | 0 | 0 | 0 |  | 0 | 0 | SODECA | 0 | 0 | 0 | Overstocked
1000047 | HCT-31-2T/PL | FM - SODECA | 0 |  |  | 1 | 1 | 0 | 0 | 0 | 0 |  | 0 | 0 | SODECA | 0 | 0 | 0 | Overstocked
1000049 | HCT-31-4M/PL | FM - SODECA | 0 |  |  | 1 | 1 | 0 | 0 | 0 | 0 |  | 0 | 0 | SODECA | 0 | 0 | 0 | Overstocked
100005 | SILENT BLOCK THT-90-4T-5.5-14-F-300 | FM - VORTICE | 0 |  |  | 1 | 1 | 0 | 0 | 0 | 0 |  | 0 | 0 | Vortice | 0 | 0 | 0 | Under ROP
1000050 | HCT-31-4T/PL | FM - SODECA | 0 |  |  | 1 | 1 | 0 | 0 | 0 | 0 |  | 0 | 0 | SODECA | 0 | 0 | 0 | Overstocked
1000051 | HCT-35-2M/PL | FM - SODECA | 0 |  |  | 1 | 1 | 0 | 0 | 0 | 0 |  | 0 | 0 | SODECA | 0 | 0 | 0 | Overstocked
1000052 | HCT-35-2T/PL | FM - SODECA | 0 |  |  | 1 | 1 | 0 | 0 | 0 | 0 |  | 0 | 0 | SODECA | 0 | 0 | 0 | Overstocked
1000054 | HCT-35-4M/PL | FM - SODECA | 0 |  |  | 1 | 1 | 0 | 0 | 0 | 0 |  | 0 | 0 | SODECA | 0 | 0 | 0 | Overstocked
1000055 | HCT-35-4T/PL | FM - SODECA | 0 |  |  | 1 | 1 | 0 | 0 | 0 | 0 |  | 0 | 0 | SODECA | 0 | 0 | 0 | Overstocked
100081 | OPTECH OUTER LENS 110 X 90 | CONSUMABLES | 0 | 2.5 | 0.26 | 1 | 1 | 2 | 1 | 3 | 6 |  | 0 | 0 | INTROWELD CC | 0 | 0 | 0 | Overstocked
100083 | OPTECH INNER LENS 108 X 51 | CONSUMABLES | 0 | 2.5 | 0.26 | 1 | 1 | 2 | 1 | 3 | 6 |  | 0 | 0 | INTROWELD CC | 0 | 0 | 0 | Healthy
100087 | SOLAR HELMET ADJUSTABLE (84-210300-11 | CONSUMABLES | 0 | 0.5 | 0.26 | 1 | 1 | 0 | 0 | 0 | 0 |  | 0 | 0 | INTROWELD CC | 0 | 0 | 0 | Overstocked
1000BDD | Back Draft Demper |  | 0 |  |  | 1 | 1 | 0 | 0 | 0 | 0 |  | 0 | 0 |  | 0 | 0 | 0 | Under ROP
1000CF | 1000 Diam Counter Flange | FM - DONKIN | 425 | 4 | 0.66 | 1 | 1 | 4 | 3 | 7 | 11 |  | 0 | 0 | Air Speration | 0 | 0 | 0 | Overstocked
1000CFUG | 1000 Diam Counter Flange Ungalvanised | FM - DONKIN | 0 | 3 | 0.33 | 1 | 1 | 3 | 1 | 4 | 7 |  | 0 | 0 | ULTIMATENG (PTY) LTD | 0 | 0 | 0 | Healthy
1000FC | 1000 Diam Flexible Connection | FM - DONKIN | 0 |  |  | 1 | 1 | 0 | 0 | 0 | 0 |  | 0 | 0 |  | 0 | 0 | 0 | Under ROP
1000HVJ-2S | 1000 Diam Vertical Discharge Unit | FM - DONKIN | 0 |  |  | 1 | 1 | 0 | 0 | 0 | 0 |  | 0 | 0 |  | 0 | 0 | 0 | Under ROP
1000HVJ-2SB | 1000 Diam Vertical Discharge BASE | FM - DONKIN | 0 |  |  | 1 | 1 | 0 | 0 | 0 | 0 |  | 0 | 0 |  | 0 | 0 | 0 | Under ROP
1000IC | Majax Inlet Cone | FM - DONKIN | 0 | 6 | 0.3 | 1 | 1 | 6 | 2 | 8 | 14 |  | 0 | 12 | Attenu-Tec HVAC Parts | 0 | 12 | 0 | Under ROP
1000ILC | Majax-2 Inlet Cone Screen |  | 0 |  |  | 1 | 1 | 0 | 0 | 0 | 0 |  | 0 | 0 |  | 0 | 0 | 0 | Under ROP
1000MBP09 | 1-0350-240 P09 - 1000 Motor Bracket | FM - CASING | 0 | 2.33 | 0.26 | 1 | 1 | 2 | 1 | 3 | 5 |  | 0 | 0 | GALVAGLOW (PTY) LTD | 0 | 0 | 0 | Overstocked
1000MF | 1000 Diam Mounting Feet | FM - DONKIN | 0 | 8 | 0.7 | 1 | 1 | 8 | 6 | 14 | 22 |  | 0 | 0 | Air Speration | 0 | 0 | 0 | Overstocked
1000MF (CFW) | 1000 Diam Mounting Feet (CFW) | FM - MFEET | 197 |  | 1 | 0.5 | 1 | 2 | 4 | 6 | 10 |  | 0 | 0 |  | 0 | 0 | 0 | Overstocked
1000MFUG | 1000 Diam Mounting Feet Ungalvanized | FM - DONKIN | 0 | 12 | 0.33 | 1 | 1 | 12 | 4 | 16 | 28 |  | 0 | 0 | ULTIMATENG (PTY) LTD | 0 | 0 | 0 | Healthy
1000PLT400-3MM | 1000 Casing Sheet - 3153 x 400 - 3mm | CASING | 797 |  | 1 | 0.5 | 1 | 0 | 0 | 0 | 0 |  | 0 | 0 |  | 0 | 0 | 0 | Under ROP
1000PLT500-3MM | 1000 Casing Sheet - 3153 x 500 - 3mm | CASING | 997 |  | 1 | 0.5 | 1 | 0 | 0 | 0 | 0 |  | 0 | 0 |  | 0 | 0 | 0 | Under ROP
1000PLT800-4MM | 1000 Casing Sheet - 3153 x 800 - 4mm | CASING | 0 | 1 | 0.03 | 1 | 1 | 1 | 0 | 1 | 2 |  | 0 | 2 | NJR STEEL - ALRODE (PTY) LTD | 0 | 2 | 0 | Under ROP
1000S1.0D | 1000 Diam Silencer 1.0D | FM - DONKIN | 0 |  |  | 1 | 1 | 0 | 0 | 0 | 0 |  | 0 | 0 |  | 0 | 0 | 0 | Under ROP
1000S1.0DP | 1000 Diam Silencer 1.0D Podded | FM - DONKIN | 0 |  |  | 1 | 1 | 0 | 0 | 0 | 0 |  | 0 | 0 |  | 0 | 0 | 0 | Under ROP
1000S1.5D | 1000 Diam Silencer 1.5D | FM - DONKIN | 0 |  |  | 1 | 1 | 0 | 0 | 0 | 0 |  | 0 | 0 |  | 0 | 0 | 0 | Under ROP
1000S1.5DP | 1000 Diam Silencer 1.5D Podded | FM - DONKIN |  | 0.43 | 0.97 | 1 | 1 | 0 | 0 | 0 | 0 |  | 0 | 0 | Attenu-Tec | 0 | 0 |  | Under ROP
1000S2.0D | 1000 Diam Silencer 2.0D | FM - DONKIN | 0 |  |  | 1 | 1 | 0 | 0 | 0 | 0 |  | 0 | 0 |  | 0 | 0 | 0 | Under ROP
1000S2.0DP | 1000 Diam Silencer 2.0D Podded | FM - DONKIN |  | 0.33 | 1.91 | 1 | 1 | 0 | 1 | 1 | 1 |  | 0 | 1 | Attenu-Tec | 0 | 1 |  | Under ROP
1000SAP | 1000mm Diam podded silencer 1400 Long |  | 0 |  |  | 1 | 1 | 0 | 0 | 0 | 0 |  | 0 | 0 |  | 0 | 0 | 0 | Under ROP
1000SM1.0D | 1000 Diam Melinex Silencer 1.0D | FM - DONKIN |  | 0.12 | 0.26 | 1 | 1 | 0 | 0 | 0 | 0 |  | 0 | 0 | Attenu-Tec | 0 | 0 |  | Overstocked
1000SM1.0DP | 1000 Diam Melinex Silencer 1.0D Podded | FM - DONKIN | 0 |  |  | 1 | 1 | 0 | 0 | 0 | 0 |  | 0 | 0 |  | 0 | 0 | 0 | Under ROP
1000SM1.5D | 1000 Diam Melinex Silencer 1.5D | FM - DONKIN | 0 |  |  | 1 | 1 | 0 | 0 | 0 | 0 |  | 0 | 0 |  | 0 | 0 | 0 | Under ROP
1000SM1.5DP | 1000 Diam Melinex Silencer 1.5D Podded | FM - DONKIN |  | 0.07 | 0.36 | 1 | 1 | 0 | 0 | 0 | 0 |  | 0 | 0 | Attenu-Tec | 0 | 0 |  | Under ROP
1000SM2.0D | 1000 Diam Melinex Silencer 2.0D | FM - DONKIN | 0 |  |  | 1 | 1 | 0 | 0 | 0 | 0 |  | 0 | 0 |  | 0 | 0 | 0 | Under ROP
1000SM2.0DP | 1000 Diam Melinex Silencer 2.0D Podded | FM - DONKIN | 0 |  |  | 1 | 1 | 0 | 0 | 0 | 0 |  | 0 | 0 |  | 0 | 0 | 0 | Under ROP
1002948 | HCT-40-4T-0.33/PL | FM - SODECA | 0 | 0.2 | 2 | 1 | 1 | 0 | 0 | 0 | 0 |  | 0 | 0 | SODECA | 0 | 0 | 0 | Under ROP
1003102 | HCT-80-4T-5.5/PL IE3 | FM - SODECA | 0 |  |  | 1 | 1 | 0 | 0 | 0 | 0 |  | 0 | 0 | SODECA | 0 | 0 | 0 | Under ROP
1003118 | HCT-90-4T-7.5/PL IE3 | FM - SODECA | 0 |  |  | 1 | 1 | 0 | 0 | 0 | 0 |  | 0 | 0 | SODECA | 0 | 0 | 0 | Under ROP
1005876 | HTM-45-4M | FM - SODECA | 0 |  |  | 1 | 1 | 0 | 0 | 0 | 0 |  | 0 | 0 | SODECA | 0 | 0 | 0 | Under ROP
1005877 | HTM-45-4T | FM - SODECA | 0 |  |  | 1 | 1 | 0 | 0 | 0 | 0 |  | 0 | 0 | SODECA | 0 | 0 | 0 | Overstocked
1005878 | HTM-56-4M | FM - SODECA | 0 |  |  | 1 | 1 | 0 | 0 | 0 | 0 |  | 0 | 0 | SODECA | 0 | 0 | 0 | Under ROP
1005879 | HTM-56-4T | FM - SODECA | 0 |  |  | 1 | 1 | 0 | 0 | 0 | 0 |  | 0 | 0 | SODECA | 0 | 0 | 0 | Under ROP
1005880 | HTM-63-4T IE3 | FM - SODECA | 0 |  |  | 1 | 1 | 0 | 0 | 0 | 0 |  | 0 | 0 | SODECA | 0 | 0 | 0 | Under ROP
1006313 | HCDF-31-4T / ATEX / EXII2G Ex d | FM - SODECA | 14945.3314 | 0.2 | 2 | 1 | 1 | 0 | 0 | 0 | 0 |  | 0 | 0 | SODECA | 0 | 0 | 0 | Overstocked
1006315 | HCDF 35 - 4T - Flameproof | FM - SODECA | 0 |  |  | 1 | 1 | 0 | 0 | 0 | 0 |  | 0 | 0 | SODECA | 0 | 0 | 0 | Under ROP
1006317 | HCDF 40 - 4T - Flameproof | FM - SODECA | 0 |  |  | 1 | 1 | 0 | 0 | 0 | 0 |  | 0 | 0 | SODECA | 0 | 0 | 0 | Under ROP
1006319 | HCDF 45 - 4T - Flameproof | FM - SODECA | 0 |  |  | 1 | 1 | 0 | 0 | 0 | 0 |  | 0 | 0 | SODECA | 0 | 0 | 0 | Under ROP
1006321 | HCDF 50 - 4T - Flameproof | FM - SODECA | 0 |  |  | 1 | 1 | 0 | 0 | 0 | 0 |  | 0 | 0 | SODECA | 0 | 0 | 0 | Under ROP
1006323 | HCDF 56 - 4T - Flameproof | FM - SODECA | 0 |  |  | 1 | 1 | 0 | 0 | 0 | 0 |  | 0 | 0 | SODECA | 0 | 0 | 0 | Overstocked
1006386 | HT-80-4T 230/400V. IE3 | FM - SODECA | 0 |  |  | 1 | 1 | 0 | 0 | 0 | 0 |  | 0 | 0 | SODECA | 0 | 0 | 0 | Under ROP
1006628 | R/THT-90-1 | FM - SODECA | 0 |  |  | 1 | 1 | 0 | 0 | 0 | 0 |  | 0 | 0 | SODECA | 0 | 0 | 0 | Under ROP
1006661 | B-125 | FM - SODECA | 0 |  |  | 1 | 1 | 0 | 0 | 0 | 0 |  | 0 | 0 | SODECA | 0 | 0 | 0 | Under ROP
1006663 | B-150 | FM - SODECA | 553.55 | 0.73 | 2.79 | 1 | 1 | 1 | 2 | 3 | 4 |  | 0 | 0 | SODECA | 0 | 0 | 0 | Overstocked
1006732 | BTUB-900 | FM - SODECA | 0 |  |  | 1 | 1 | 0 | 0 | 0 | 0 |  | 0 | 0 | SODECA | 0 | 0 | 0 | Under ROP
1006734 | BTUB-1250 | FM - SODECA | 0 |  |  | 1 | 1 | 0 | 0 | 0 | 0 |  | 0 | 0 | SODECA | 0 | 0 | 0 | Under ROP
1006880 | PS-125/20CV | FM - SODECA | 0 |  |  | 1 | 1 | 0 | 0 | 0 | 0 |  | 0 | 0 | SODECA | 0 | 0 | 0 | Under ROP
1006889 | PS-90 | FM - SODECA | 0 |  |  | 1 | 1 | 0 | 0 | 0 | 0 |  | 0 | 0 | SODECA | 0 | 0 | 0 | Under ROP
1006891 | RT-125 | FM - SODECA | 0 |  |  | 1 | 1 | 0 | 0 | 0 | 0 |  | 0 | 0 | SODECA | 0 | 0 | 0 | Under ROP
1006904 | RT-90 | FM - SODECA | 0 |  |  | 1 | 1 | 0 | 0 | 0 | 0 |  | 0 | 0 | SODECA | 0 | 0 | 0 | Under ROP
1006974 | RPA-20 | FM - SODECA | 281.92 | 0.36 | 2.79 | 1 | 1 | 0 | 1 | 1 | 1 |  | 0 | 0 | SODECA | 0 | 0 | 0 | Overstocked
1007130 | BAC-900 | FM - SODECA | 0 |  |  | 1 | 1 | 0 | 0 | 0 | 0 |  | 0 | 0 | SODECA | 0 | 0 | 0 | Under ROP
1007132 | BAC - 1250 | FM - SODECA | 0 |  |  | 1 | 1 | 0 | 0 | 0 | 0 |  | 0 | 0 | SODECA | 0 | 0 | 0 | Under ROP
1007138 | ACE - 125 | FM - SODECA | 0 |  |  | 1 | 1 | 0 | 0 | 0 | 0 |  | 0 | 0 | SODECA | 0 | 0 | 0 | Under ROP
1007140 | ACE-150 | FM - SODECA | 754.81 | 0.36 | 2.79 | 1 | 1 | 0 | 1 | 1 | 1 |  | 0 | 0 | SODECA | 0 | 0 | 0 | Overstocked
1007195 | VSD3/A-RFT-10 | FM - SODECA | 0 |  |  | 1 | 1 | 0 | 0 | 0 | 0 |  | 0 | 0 | SODECA | 0 | 0 | 0 | Under ROP
1007207 | VSD3/ARFT-30 | FM - SODECA | 0 |  |  | 1 | 1 | 0 | 0 | 0 | 0 |  | 0 | 0 | SODECA | 0 | 0 | 0 | Under ROP
1007213 | VSD3/A-RFT-7.5 | FM - SODECA | 0 |  |  | 1 | 1 | 0 | 0 | 0 | 0 |  | 0 | 0 | SODECA | 0 | 0 | 0 | Under ROP
1007372 | SC-900/1200 | FM - SODECA | 0 |  |  | 1 | 1 | 0 | 0 | 0 | 0 |  | 0 | 0 | SODECA | 0 | 0 | 0 | Under ROP
1007376 | SR-1800/1200/1200 | FM - SODECA | 0 |  |  | 1 | 1 | 0 | 0 | 0 | 0 |  | 0 | 0 | SODECA | 0 | 0 | 0 | Under ROP
1007442 | BIC - 254 | FM - SODECA | 0 |  |  | 1 | 1 | 0 | 0 | 0 | 0 |  | 0 | 0 | SODECA | 0 | 0 | 0 | Under ROP
1007944 | CPV 1020 4T | FM - SODECA | 10726.7209 | 2 | 2.26 | 1 | 1 | 2 | 5 | 7 | 9 |  | 0 | 6 | SODECA | 0 | 6 | 64360.33 | Under ROP
1007947 | CPV 1325 4T | FM - SODECA | 13495.6575 | 0.24 | 2.09 | 1 | 1 | 0 | 1 | 1 | 1 |  | 0 | 1 | SODECA | 0 | 1 | 13495.66 | Under ROP
1007957 | CPV 1020 2TIE3 | FM - SODECA | 12296.5245 | 0.44 | 2.43 | 1 | 1 | 0 | 1 | 1 | 1 |  | 0 | 0 | SODECA | 0 | 0 | 0 | Overstocked
1007960 | CPV 1325 2TIE3 | FM - SODECA | 15600.6338 | 0.03 | 2.76 | 1 | 1 | 0 | 0 | 0 | 0 |  | 0 | 0 | SODECA | 0 | 0 | 0 | Overstocked
1007964 | CPV-1630-4T IE3 | FM - SODECA | 0 |  |  | 1 | 1 | 0 | 0 | 0 | 0 |  | 0 | 0 | SODECA | 0 | 0 | 0 | Under ROP
1007966 | CPV-1840-4T IE3 |  | 0 |  |  | 1 | 1 | 0 | 0 | 0 | 0 |  | 0 | 0 |  | 0 | 0 | 0 | Under ROP
1007971 | CPV -1942-4T-10 IE3 | FM - SODECA | 0 |  |  | 1 | 1 | 0 | 0 | 0 | 0 |  | 0 | 0 | SODECA | 0 | 0 | 0 | Under ROP
1008005 | CPV-1020-4T/ATEX/EXII2G Ex d | FM - SODECA | 0 |  |  | 1 | 1 | 0 | 0 | 0 | 0 |  | 0 | 0 | SODECA | 0 | 0 | 0 | Overstocked
1008010 | CPV-1020-2T/ATEX/EXII2G Ex d | FM - SODECA | 0 |  |  | 1 | 1 | 0 | 0 | 0 | 0 |  | 0 | 0 | SODECA | 0 | 0 | 0 | Overstocked
1008215 | CJDXR-315-1 230/400V. IE3 | FM - SODECA | 0 |  |  | 1 | 1 | 0 | 0 | 0 | 0 |  | 0 | 0 | SODECA | 0 | 0 | 0 | Under ROP
1008225 | CJDXR-355-1.5 230/400V IE3 | FM - SODECA | 0 |  |  | 1 | 1 | 0 | 0 | 0 | 0 |  | 0 | 0 | SODECA | 0 | 0 | 0 | Under ROP
1008226 | CJDXR-400-3 230/400V. IE3 | FM - SODECA | 0 |  |  | 1 | 1 | 0 | 0 | 0 | 0 |  | 0 | 0 | SODECA | 0 | 0 | 0 | Under ROP
1008234 | CJDXR-400-3 230/400V. IE3 | FM - SODECA | 0 |  |  | 1 | 1 | 0 | 0 | 0 | 0 |  | 0 | 0 | SODECA | 0 | 0 | 0 | Under ROP
1008235 | CJDXR-400-4 230/400V. IE3 | FM - SODECA | 0 |  |  | 1 | 1 | 0 | 0 | 0 | 0 |  | 0 | 0 | SODECA | 0 | 0 | 0 | Under ROP
1008243 | CJDXR-450-4 230/400V. IE3 | FM - SODECA | 0 |  |  | 1 | 1 | 0 | 0 | 0 | 0 |  | 0 | 0 | SODECA | 0 | 0 | 0 | Under ROP
1008843 | CMA-218-2M | FM - SODECA | 0 |  |  | 1 | 1 | 0 | 0 | 0 | 0 |  | 0 | 0 | SODECA | 0 | 0 | 0 | Overstocked
1008844 | CMA-218-2T | FM - SODECA | 0 | 2.2 | 2 | 1 | 1 | 2 | 4 | 6 | 8 |  | 0 | 0 | SODECA | 0 | 0 | 0 | Healthy
1008847 | CMA-324-2M | FM - SODECA | 6406.92 | 0.1 | 2.76 | 1 | 1 | 0 | 0 | 0 | 0 |  | 0 | 0 | SODECA | 0 | 0 | 0 | Overstocked
1008849 | CMA-324-2T | FM - SODECA | 5894.4746 | 0.32 | 2.44 | 1 | 1 | 0 | 1 | 1 | 1 |  | 0 | 0 | SODECA | 0 | 0 | 0 | Overstocked
1008851 | CMA-325-2M | FM - SODECA | 7143.9322 | 3 | 2.3 | 1 | 1 | 3 | 7 | 10 | 13 |  | 0 | 6 | SODECA | 0 | 6 | 42863.59 | Under ROP
1008852 | CMA-325-2T | FM - SODECA | 6703.4565 | 0.58 | 2.49 | 1 | 1 | 1 | 1 | 2 | 3 |  | 0 | 0 | SODECA | 0 | 0 | 0 | Overstocked
1008854 | CMA-426-2M | FM - SODECA | 7629.3214 | 1 | 2.33 | 1 | 1 | 1 | 2 | 3 | 4 |  | 0 | 0 | SODECA | 0 | 0 | 0 | Overstocked
1008856 | CMA-426-2T | FM - SODECA | 7674.2348 | 0.35 | 2.33 | 1 | 1 | 0 | 1 | 1 | 1 |  | 0 | 0 | SODECA | 0 | 0 | 0 | Overstocked
1008860 | CMA-527-2M | FM - SODECA | 10033.5397 | 0.22 | 2.43 | 1 | 1 | 0 | 1 | 1 | 1 |  | 0 | 0 | SODECA | 0 | 0 | 0 | Overstocked
1008861 | CMA-527-2T | FM - SODECA | 9444.7958 | 0.58 | 2.55 | 1 | 1 | 1 | 1 | 2 | 3 |  | 0 | 0 | SODECA | 0 | 0 | 0 | Overstocked
1008864 | CMA-528-2M - 1.5 | FM - SODECA | 0 |  |  | 1 | 1 | 0 | 0 | 0 | 0 |  | 0 | 0 | SODECA | 0 | 0 | 0 | Overstocked
1008867 | CMA-531-2M-2 | FM - SODECA | 0 |  |  | 1 | 1 | 0 | 0 | 0 | 0 |  | 0 | 0 | SODECA | 0 | 0 | 0 | Overstocked
1008870 | CMA-528-2T-1.5 IE3 | FM - SODECA | 12366.8708 | 0.19 | 2.72 | 1 | 1 | 0 | 1 | 1 | 1 |  | 0 | 0 | SODECA | 0 | 0 | 0 | Overstocked
1008871 | CMA-528-2T-1 IE3 | FM - SODECA | 11758.6462 | 0.29 | 1.81 | 1 | 1 | 0 | 1 | 1 | 1 |  | 0 | 1 | SODECA | 0 | 1 | 11758.65 | Under ROP
1008873 | CMA-531-2T-1.5 IE3 | FM - SODECA | 0 |  |  | 1 | 1 | 0 | 0 | 0 | 0 |  | 0 | 0 | SODECA | 0 | 0 | 0 | Overstocked
1008874 | CMA-531-2T-2 IE3 | FM - SODECA | 0 |  |  | 1 | 1 | 0 | 0 | 0 | 0 |  | 0 | 0 | SODECA | 0 | 0 | 0 | Overstocked
1008875 | CMA-531-2T-3 IE3 | FM - SODECA | 13059.5107 | 0.26 | 2.76 | 1 | 1 | 0 | 1 | 1 | 1 |  | 0 | 0 | SODECA | 0 | 0 | 0 | Overstocked
1008876 | CMA-545-2T-4 c/w 3.0KW 2P 400V | FM - SODECA | 0 |  |  | 1 | 1 | 0 | 0 | 0 | 0 |  | 0 | 0 | SODECA | 0 | 0 | 0 | Under ROP
1008985 | CMAT 531-2T | FM - SODECA | 0 |  |  | 1 | 1 | 0 | 0 | 0 | 0 |  | 0 | 0 | SODECA | 0 | 0 | 0 | Overstocked
1009166 | CBD-2828-4M 3/4/HE | FM - SODECA | 0 | 2.2 | 2 | 1 | 1 | 2 | 4 | 6 | 8 |  | 0 | 8 | SODECA | 0 | 8 | 0 | Under ROP
100NB x 135mm | 100NB x 135mm Style 10 Linkflex 100% (Inner & Outer Tube) EPDM rubber bellows c/w mild steel |  |  | 8.5 | 0.16 | 1 | 1 | 8 | 1 | 9 | 18 |  | 0 | 18 | Malcolm Arnot CC ( Linkflex) | 0 | 18 |  | Under ROP
100T300 | 100 Diam Tube Silencer 300L | FM - DONKIN | 0 |  |  | 1 | 1 | 0 | 0 | 0 | 0 |  | 0 | 0 |  | 0 | 0 | 0 | Under ROP
100T600 | 100 Diam Tube Silencer 600L | FM - TUBES | 341 | 32 | 0.18 | 0.5 | 1 | 16 | 6 | 22 | 54 |  | 0 | 54 | Attenu-Tec | 0 | 54 | 18414 | Under ROP
1010135 | CA-160-2T-2 230/400V. IE3 | Sodeca | 0 |  |  | 1 | 1 | 0 | 0 | 0 | 0 |  | 0 | 0 |  | 0 | 0 | 0 | Under ROP
1010154 | CA-172-2T-7.5 400/690V. IE3 | Sodeca |  |  |  | 1 | 1 | 0 | 0 | 0 | 0 |  | 0 | 0 |  | 0 | 0 |  | Under ROP
1010396 | CAM 540 2T | FM - SODECA | 0 |  |  | 1 | 1 | 0 | 0 | 0 | 0 |  | 0 | 0 | SODECA | 0 | 0 | 0 | Overstocked
1010401 | CAM 545 2T 4 c/w 3.0kw 2P 400V | FM - SODECA | 22953.4402 | 0.39 | 1.95 | 1 | 1 | 0 | 1 | 1 | 1 |  | 0 | 0 | SODECA | 0 | 0 | 0 | Overstocked
1010405 | CAM 550-2T-5.5 230/400V. IE3 | FM - SODECA | 28468.5863 | 0.11 | 1.15 | 1 | 1 | 0 | 0 | 0 | 0 |  | 0 | 0 | SODECA | 0 | 0 | 0 | Overstocked
1010407 | CAM 550 2T 7.5 | FM - SODECA | 34751.5886 | 0.16 | 1.94 | 1 | 1 | 0 | 0 | 0 | 0 |  | 0 | 0 | SODECA | 0 | 0 | 0 | Overstocked
1010410 | CAM 752-2T-7.5 c/w 5.5kW 400/690v IE3 | FM - SODECA | 0 |  |  | 1 | 1 | 0 | 0 | 0 | 0 |  | 0 | 0 | SODECA | 0 | 0 | 0 | Under ROP
1010521 | AT 10/10 SC - Single Unit | FM - NICOTRA | 0 |  |  | 1 | 1 | 0 | 0 | 0 | 0 |  | 0 | 0 | Nicotra | 0 | 0 | 0 | Overstocked
1010522 | AT 10/10 SC2 - Double Unit | FM - NICOTRA | 0 |  |  | 1 | 1 | 0 | 0 | 0 | 0 |  | 0 | 0 | Nicotra | 0 | 0 | 0 | Overstocked
1010596 | CAS 254 - 2T - 3 | FM - SODECA | 0 |  |  | 1 | 1 | 0 | 0 | 0 | 0 |  | 0 | 0 | SODECA | 0 | 0 | 0 | Overstocked
1010606 | CAS 463 - 2T - 7.5 | FM - SODECA | 0 |  |  | 1 | 1 | 0 | 0 | 0 | 0 |  | 0 | 0 | SODECA | 0 | 0 | 0 | Overstocked
101065 | ER70S MILD STEEL MIG WIRE 1.0MM | CONSUMABLES | 35 | 45 | 0.11 | 1 | 1 | 45 | 5 | 50 | 95 |  | 0 | 0 | INTROWELD CC | 0 | 0 | 0 | Overstocked
1010817 | CAS-463-2T-5.5/TODO INOX-304 380V. 60Hz | FM - SODECA | 0 |  |  | 1 | 1 | 0 | 0 | 0 | 0 |  | 0 | 0 | SODECA | 0 | 0 | 0 | Under ROP
1010818 | CAS-463-2T-5.5/TODO INOX-304/ATEX/2G Ex eb 380V 60Hz | FM - SODECA | 0 |  |  | 1 | 1 | 0 | 0 | 0 | 0 |  | 0 | 0 | SODECA | 0 | 0 | 0 | Under ROP
1011200 | CAS 863 - 2T | FM - SODECA | 0 |  |  | 1 | 1 | 0 | 0 | 0 | 0 |  | 0 | 0 | SODECA | 0 | 0 | 0 | Under ROP
1012-2010-A | SQUARE COMBINATION SET 4PC DASQUA | FM - WORKS |  | 0.05 | 0.79 | 1 | 1 | 0 | 0 | 0 | 0 |  | 0 | 0 | SPARES 2000 CC t/a SHARP-RITE | 0 | 0 |  | Overstocked
1012391 | CMP 38 2M | FM - SODECA | 0 |  |  | 1 | 1 | 0 | 0 | 0 | 0 |  | 0 | 0 | SODECA | 0 | 0 | 0 | Under ROP
1012392 | CMP-38-2M/E 230V | FM - SODECA |  | 0.57 | 2.41 | 1 | 1 | 1 | 1 | 2 | 3 |  | 0 | 0 | SODECA | 0 | 0 |  | Overstocked
1012398 | CMP 512 2M | FM - SODECA | 2725.6466 | 3 | 1.52 | 1 | 1 | 3 | 5 | 8 | 11 |  | 0 | 0 | SODECA | 0 | 0 | 0 | Overstocked
1012411 | CMP 512 2T | FM - SODECA | 2576.8373 | 1.45 | 2.17 | 1 | 1 | 1 | 3 | 4 | 5 |  | 0 | 0 | SODECA | 0 | 0 | 0 | Overstocked
1012446 | CMP 514 2M | FM - SODECA | 3096.3173 | 1.5 | 1.81 | 1 | 1 | 2 | 3 | 5 | 6 |  | 0 | 0 | SODECA | 0 | 0 | 0 | Overstocked
1012461 | CMP 514 2T | FM - SODECA | 3042.7459 | 1.62 | 2.02 | 1 | 1 | 2 | 3 | 5 | 7 |  | 0 | 0 | SODECA | 0 | 0 | 0 | Overstocked
1012504 | CMP 616 2M | FM - SODECA | 4555.1903 | 0.35 | 2.06 | 1 | 1 | 0 | 1 | 1 | 1 |  | 0 | 0 | SODECA | 0 | 0 | 0 | Overstocked
1012516 | CMP 616 2T | FM - SODECA | 3949.6714 | 1 | 1.93 | 1 | 1 | 1 | 2 | 3 | 4 |  | 0 | 0 | SODECA | 0 | 0 | 0 | Overstocked
1012549 | CMP 616-4T | Sodeca | 0 |  |  | 1 | 1 | 0 | 0 | 0 | 0 |  | 0 | 0 |  | 0 | 0 | 0 | Under ROP
1012571 | CMP 718 2M | FM - SODECA | 0 |  |  | 1 | 1 | 0 | 0 | 0 | 0 |  | 0 | 0 | SODECA | 0 | 0 | 0 | Overstocked
1012594 | CMP 820 2M | FM - SODECA | 0 |  |  | 1 | 1 | 0 | 0 | 0 | 0 |  | 0 | 0 | SODECA | 0 | 0 | 0 | Overstocked
1012607 | CMP 820 4T | FM - SODECA | 5279.7566 | 0.16 | 2.6 | 1 | 1 | 0 | 0 | 0 | 0 |  | 0 | 0 | SODECA | 0 | 0 | 0 | Overstocked
1012658 | CMP 718 2T | FM - SODECA | 6135.2753 | 0.71 | 2.4 | 1 | 1 | 1 | 2 | 3 | 4 |  | 0 | 0 | SODECA | 0 | 0 | 0 | Overstocked
1012671 | CMP 820 2T | FM - SODECA | 6439.3875 | 0.32 | 2.33 | 1 | 1 | 0 | 1 | 1 | 1 |  | 0 | 0 | SODECA | 0 | 0 | 0 | Overstocked
1012695 | CMP 1025 2T 3 | FM - SODECA | 10989.1665 | 0.06 | 2.23 | 1 | 1 | 0 | 0 | 0 | 0 |  | 0 | 0 | SODECA | 0 | 0 | 0 | Overstocked
1012714 | CMP1128 2T 4 | FM - SODECA | 0 |  |  | 1 | 1 | 0 | 0 | 0 | 0 |  | 0 | 0 | SODECA | 0 | 0 | 0 | Under ROP
1012739 | CMP-1231-4T-4 IE3 |  | 0 |  |  | 1 | 1 | 0 | 0 | 0 | 0 |  | 0 | 0 |  | 0 | 0 | 0 | Under ROP
101397 | ANTI SPATTER 500ML | CONSUMABLES | 75 | 10 | 0.31 | 1 | 1 | 10 | 3 | 13 | 23 |  | 0 | 0 | INTROWELD CC | 0 | 0 | 0 | Overstocked
101430 | SOAP STONE (1 Box = 144 or ea) | CONSUMABLES |  | 144 | 0.59 | 1 | 1 | 144 | 85 | 229 | 373 |  | 0 | 229 | INTROWELD CC | 0 | 229 |  | Under ROP
1014656 | CMRG-1240-4T 230/400V IE3 | FM - SODECA | 0 |  |  | 1 | 1 | 0 | 0 | 0 | 0 |  | 0 | 0 | SODECA | 0 | 0 | 0 | Overstocked
1016608 | HEP-25-2T/H 220-240/380-415V | FM - SODECA | 4053.5674 | 0.1 | 2.69 | 1 | 1 | 0 | 0 | 0 | 0 |  | 0 | 0 | SODECA | 0 | 0 | 0 | Overstocked
1016614 | HEP-31-2M/H 220-240V | Sodeca | 4496.7487 | 0.17 | 1.49 | 1 | 1 | 0 | 0 | 0 | 0 |  | 0 | 0 | SODECA | 0 | 0 | 0 | Under ROP
1016615. | HEP-31-2T |  |  |  |  | 1 | 1 | 0 | 0 | 0 | 0 |  | 0 | 0 |  | 0 | 0 |  | Under ROP
1016620 | HEP-35-2M/H | FM - SODECA | 0 |  |  | 1 | 1 | 0 | 0 | 0 | 0 |  | 0 | 0 | SODECA | 0 | 0 | 0 | Under ROP
1017052 | HC-25-2M/H | FM - SODECA | 0 |  |  | 1 | 1 | 0 | 0 | 0 | 0 |  | 0 | 0 | SODECA | 0 | 0 | 0 | Under ROP
1017059 | HC-25-2T/H | FM - SODECA | 0 |  |  | 1 | 1 | 0 | 0 | 0 | 0 |  | 0 | 0 | SODECA | 0 | 0 | 0 | Under ROP
1017069 | HC-25-4M/H | FM - SODECA | 3716.9876 | 0.36 | 2.79 | 1 | 1 | 0 | 1 | 1 | 1 |  | 0 | 0 | SODECA | 0 | 0 | 0 | Overstocked
1017074 | HC-25-4T/H | FM - SODECA | 0 |  |  | 1 | 1 | 0 | 0 | 0 | 0 |  | 0 | 0 | SODECA | 0 | 0 | 0 | Under ROP
1017082 | HC-31-2M/H | FM - SODECA | 0 |  |  | 1 | 1 | 0 | 0 | 0 | 0 |  | 0 | 0 | SODECA | 0 | 0 | 0 | Overstocked
1017086 | HC-31-2T/H | FM - SODECA | 0 |  |  | 1 | 1 | 0 | 0 | 0 | 0 |  | 0 | 0 | SODECA | 0 | 0 | 0 | Under ROP
1017097 | HC-31-4M/H | FM - SODECA | 4189.9309 | 0.08 | 0.2 | 1 | 1 | 0 | 0 | 0 | 0 |  | 0 | 0 | SODECA | 0 | 0 | 0 | Overstocked
1017099 | HC-31-4T/H | FM - SODECA | 0 |  |  | 1 | 1 | 0 | 0 | 0 | 0 |  | 0 | 0 | SODECA | 0 | 0 | 0 | Overstocked
1017103 | HC-35-2T/H | FM - SODECA | 0 |  |  | 1 | 1 | 0 | 0 | 0 | 0 |  | 0 | 0 | SODECA | 0 | 0 | 0 | Under ROP
1017106 | HC-35-4M/H | FM - SODECA | 0 |  |  | 1 | 1 | 0 | 0 | 0 | 0 |  | 0 | 0 | SODECA | 0 | 0 | 0 | Overstocked
1017112 | HC-35-4T/H | FM - SODECA | 0 |  |  | 1 | 1 | 0 | 0 | 0 | 0 |  | 0 | 0 | SODECA | 0 | 0 | 0 | Overstocked
1017125 | HC-40-4M/H | FM - SODECA | 0 |  |  | 1 | 1 | 0 | 0 | 0 | 0 |  | 0 | 0 | SODECA | 0 | 0 | 0 | Overstocked
1017127 | HC-40-4T/H | FM - SODECA | 0 |  |  | 1 | 1 | 0 | 0 | 0 | 0 |  | 0 | 0 | SODECA | 0 | 0 | 0 | Under ROP
1017129 | HC-40-6M/H | FM - SODECA | 0 |  |  | 1 | 1 | 0 | 0 | 0 | 0 |  | 0 | 0 | SODECA | 0 | 0 | 0 | Under ROP
1017130 | HC-40-6T/H | FM - SODECA | 0 |  |  | 1 | 1 | 0 | 0 | 0 | 0 |  | 0 | 0 | SODECA | 0 | 0 | 0 | Overstocked
1017131 | HC-45-4M/H | FM - SODECA | 0 | 2 |  | 1 | 1 | 0 | 0 | 0 | 0 |  | 0 | 0 | SODECA | 0 | 0 | 0 | Under ROP
1017134 | HC-45-4T/H | FM - SODECA | 0 |  |  | 1 | 1 | 0 | 0 | 0 | 0 |  | 0 | 0 | SODECA | 0 | 0 | 0 | Under ROP
1017138 | HC-45-6M/H | FM - SODECA | 6920.4476 | 0.08 | 0.2 | 1 | 1 | 0 | 0 | 0 | 0 |  | 0 | 0 | SODECA | 0 | 0 | 0 | Overstocked
1017139 | HC-45-6T/H | FM - SODECA | 0 |  |  | 1 | 1 | 0 | 0 | 0 | 0 |  | 0 | 0 | SODECA | 0 | 0 | 0 | Under ROP
1017140 | HC-50-4M/H | FM - SODECA | 8320.338 | 0.08 | 0.2 | 1 | 1 | 0 | 0 | 0 | 0 |  | 0 | 0 | SODECA | 0 | 0 | 0 | Overstocked
1017142 | HC-50-4T/H | FM - SODECA | 7277.5901 | 0.04 | 1.15 | 1 | 1 | 0 | 0 | 0 | 0 |  | 0 | 0 | SODECA | 0 | 0 | 0 | Under ROP
1017147 | HC-50-6M/H | FM - SODECA | 0 |  |  | 1 | 1 | 0 | 0 | 0 | 0 |  | 0 | 0 | SODECA | 0 | 0 | 0 | Under ROP
1017148 | HC-50-6T/H | FM - SODECA | 0 |  |  | 1 | 1 | 0 | 0 | 0 | 0 |  | 0 | 0 | SODECA | 0 | 0 | 0 | Under ROP
1017154 | HC-56-6M/H | FM - SODECA | 0 |  |  | 1 | 1 | 0 | 0 | 0 | 0 |  | 0 | 0 | SODECA | 0 | 0 | 0 | Overstocked
1017155 | HC-56-6T/H | FM - SODECA | 0 |  |  | 1 | 1 | 0 | 0 | 0 | 0 |  | 0 | 0 | SODECA | 0 | 0 | 0 | Overstocked
1017159 | HC-63-6M/H | FM - SODECA | 0 |  |  | 1 | 1 | 0 | 0 | 0 | 0 |  | 0 | 0 | SODECA | 0 | 0 | 0 | Under ROP
1017160 | HC-63-6T/H | FM - SODECA | 0 |  |  | 1 | 1 | 0 | 0 | 0 | 0 |  | 0 | 0 | SODECA | 0 | 0 | 0 | Under ROP
1017177 | HC-56-4T/H IE3 | FM - SODECA | 9055.7269 | 0.17 | 0.2 | 1 | 1 | 0 | 0 | 0 | 0 |  | 0 | 0 | SODECA | 0 | 0 | 0 | Overstocked
1017179 | HC-63-4T/H IE3 | FM - SODECA | 0 |  |  | 1 | 1 | 0 | 0 | 0 | 0 |  | 0 | 0 | SODECA | 0 | 0 | 0 | Overstocked
1017181 | HC-71-4T/H IE3 | FM - SODECA | 0 |  |  | 1 | 1 | 0 | 0 | 0 | 0 |  | 0 | 0 | SODECA | 0 | 0 | 0 | Under ROP
1017315 | HC-63-4T/H/ATEX/2G Ex db 380V. 60Hz | FM - SODECA | 0 | 0.07 | 2.69 | 1 | 1 | 0 | 0 | 0 | 0 |  | 0 | 0 | SODECA | 0 | 0 | 0 | Under ROP
1020807 | CI-100-4/8T-F-400 400V | FM - SODECA | 0 |  |  | 1 | 1 | 0 | 0 | 0 | 0 |  | 0 | 0 | SODECA | 0 | 0 | 0 | Under ROP
1023613 | PV-90 | FM - SODECA | 0 |  |  | 1 | 1 | 0 | 0 | 0 | 0 |  | 0 | 0 | SODECA | 0 | 0 | 0 | Under ROP
1023615 | PV-125 | FM - SODECA | 0 |  |  | 1 | 1 | 0 | 0 | 0 | 0 |  | 0 | 0 | SODECA | 0 | 0 | 0 | Under ROP
1023775 | CJACUS/C-2 | FM - SODECA | 0 |  |  | 1 | 1 | 0 | 0 | 0 | 0 |  | 0 | 0 | SODECA | 0 | 0 | 0 | Under ROP
1024046 | FMC-C-501 | FM - SODECA | 0 |  |  | 1 | 1 | 0 | 0 | 0 | 0 |  | 0 | 0 | SODECA | 0 | 0 | 0 | Under ROP
1024050 | FM-DP500 | FM - SODECA | 0 |  |  | 1 | 1 | 0 | 0 | 0 | 0 |  | 0 | 0 | SODECA | 0 | 0 | 0 | Under ROP
1024172 | MTP | FM - SODECA | 0 |  |  | 1 | 1 | 0 | 0 | 0 | 0 |  | 0 | 0 | SODECA | 0 | 0 | 0 | Under ROP
1027474 | CJBR-1850-4T 230/400V. IE3 | FM - SODECA | 0 |  |  | 1 | 1 | 0 | 0 | 0 | 0 |  | 0 | 0 | SODECA | 0 | 0 | 0 | Under ROP
1028473 | SV-250/L 230V. 50/60Hz. | FM - SODECA | 0 |  |  | 1 | 1 | 0 | 0 | 0 | 0 |  | 0 | 0 | SODECA | 0 | 0 | 0 | Under ROP
1028479 | SV-400/H 230V. 50/60Hz. | FM - SODECA | 0 |  |  | 1 | 1 | 0 | 0 | 0 | 0 |  | 0 | 0 | SODECA | 0 | 0 | 0 | Under ROP
1028560 | HCT-35-4T/ATEX/2G Ex db 230/400V | FM - SODECA | 0 |  |  | 1 | 1 | 0 | 0 | 0 | 0 |  | 0 | 0 | SODECA | 0 | 0 | 0 | Under ROP
1028561 | HCT-40-2T-1.5/ATEX/2G Ex db 230/400V | FM - SODECA | 0 |  |  | 1 | 1 | 0 | 0 | 0 | 0 |  | 0 | 0 | SODECA | 0 | 0 | 0 | Under ROP
1028566 | HCT-50-4T-0.75/ATEX/2G Ex db 230/400V | FM - SODECA | 0 |  |  | 1 | 1 | 0 | 0 | 0 | 0 |  | 0 | 0 | SODECA | 0 | 0 | 0 | Under ROP
1028584 | HCT-71-4T-3/ATEX/2G Ex db 230/400V | FM - SODECA | 0 |  |  | 1 | 1 | 0 | 0 | 0 | 0 |  | 0 | 0 | SODECA | 0 | 0 | 0 | Under ROP
1028591 | HCT-80-4T-5.5/ATEX/2G Ex db 230/400V | FM - SODECA | 0 |  |  | 1 | 1 | 0 | 0 | 0 | 0 |  | 0 | 0 | SODECA | 0 | 0 | 0 | Under ROP
1028951 | HCT/ATEX-40-2T-1.5/2G Ex eb |  | 0 |  |  | 1 | 1 | 0 | 0 | 0 | 0 |  | 0 | 0 |  | 0 | 0 | 0 | Under ROP
1028957 | HCT/ATEX-56-4T-0.75/2G Ex eb |  | 0 |  |  | 1 | 1 | 0 | 0 | 0 | 0 |  | 0 | 0 |  | 0 | 0 | 0 | Under ROP
1029315 | CMA/ATEX-325-2T/2G EX EB |  |  |  |  | 1 | 1 | 0 | 0 | 0 | 0 |  | 0 | 0 |  | 0 | 0 |  | Under ROP
1029359 | CMP-616-4T/ATEX/2G Ex db 230/400V | FM - SODECA | 0 |  |  | 1 | 1 | 0 | 0 | 0 | 0 |  | 0 | 0 | SODECA | 0 | 0 | 0 | Under ROP
1029544 | CMP-922-4T/ATEX/2GD Ex db tb 230/400V |  |  |  |  | 1 | 1 | 0 | 0 | 0 | 0 |  | 0 | 0 |  | 0 | 0 |  | Under ROP
1030701 | TIRACANO | FM - SODECA | 0 | 12.5 | 1.43 | 1 | 1 | 12 | 18 | 30 | 42 |  | 0 | 37 | SODECA | 0 | 37 | 0 | Under ROP
1030730 | TUB-200 | FM - SODECA | 0 |  |  | 1 | 1 | 0 | 0 | 0 | 0 |  | 0 | 0 | SODECA | 0 | 0 | 0 | Under ROP
1030731 | TUB-225 | FM - SODECA | 0 |  |  | 1 | 1 | 0 | 0 | 0 | 0 |  | 0 | 0 | SODECA | 0 | 0 | 0 | Under ROP
1030732 | TUB-250 | FM - SODECA | 0 |  |  | 1 | 1 | 0 | 0 | 0 | 0 |  | 0 | 0 | SODECA | 0 | 0 | 0 | Under ROP
1031847 | INT/ATEX 16/3CA |  | 0 |  |  | 1 | 1 | 0 | 0 | 0 | 0 |  | 0 | 0 |  | 0 | 0 | 0 | Under ROP
103453 | HGT-125-6T/9-10 400/690V. IE3 | FM - SODECA | 0 |  |  | 1 | 1 | 0 | 0 | 0 | 0 |  | 0 | 0 | SODECA | 0 | 0 | 0 | Under ROP
1034783 | NEOLINEO-125/V | FM - SODECA | 0 | 5.2 | 2 | 1 | 1 | 5 | 10 | 15 | 20 |  | 0 | 20 | SODECA | 0 | 20 | 0 | Under ROP
1034784 | NEOLINEO-150/V | FM - SODECA | 0 | 5.2 | 2 | 1 | 1 | 5 | 10 | 15 | 20 |  | 0 | 20 | SODECA | 0 | 20 | 0 | Under ROP
1034786 | NEOLINEO-200/V | FM - SODECA | 0 | 5.2 | 2 | 1 | 1 | 5 | 10 | 15 | 20 |  | 0 | 20 | SODECA | 0 | 20 | 0 | Under ROP
1034787 | NEOLINEO-250/V | FM - SODECA | 0 | 5.2 | 2 | 1 | 1 | 5 | 10 | 15 | 20 |  | 0 | 20 | SODECA | 0 | 20 | 0 | Under ROP
1034788 | NEOLINEO-315/V | FM - SODECA |  | 1 | 2 | 1 | 1 | 1 | 2 | 3 | 4 |  | 0 | 0 | SODECA | 0 | 0 |  | Overstocked
1054558 | CAM 752-2T-10 c/w 7.5kW 400/690v IE3 | FM - SODECA | 0 |  |  | 1 | 1 | 0 | 0 | 0 | 0 |  | 0 | 0 | SODECA | 0 | 0 | 0 | Under ROP
1054591 | CAM-760-2T-15/E | FM - SODECA | 0 |  |  | 1 | 1 | 0 | 0 | 0 | 0 |  | 0 | 0 | SODECA | 0 | 0 | 0 | Overstocked
1054601 | CAM-880-2T-40 | FM - SODECA | 0 |  |  | 1 | 1 | 0 | 0 | 0 | 0 |  | 0 | 0 | SODECA | 0 | 0 | 0 | Overstocked
1061997 | CAS-467-2T - 10/INOX-304 150Degree 400/690V. IE3 | Sodeca |  |  |  | 1 | 1 | 0 | 0 | 0 | 0 |  | 0 | 0 |  | 0 | 0 |  | Under ROP
1064 Laser Head | Jewellery Laser head |  |  | 0.07 | 0.59 | 1 | 1 | 0 | 0 | 0 | 0 |  | 0 | 0 | Tech Up 3D | 0 | 0 |  | Under ROP
1064128 | HTP-125-4T-75 c/w 55kW 4Pole 400V | FM - SODECA | 0 |  |  | 1 | 1 | 0 | 0 | 0 | 0 |  | 0 | 0 | SODECA | 0 | 0 | 0 | Under ROP
1064263 | HCT-100-4T-15/AL 400/690V. IE3 | FM - SODECA | 0 |  |  | 1 | 1 | 0 | 0 | 0 | 0 |  | 0 | 0 | SODECA | 0 | 0 | 0 | Under ROP
106X3SPA | PULLEY FRICTION BELT V-WEDGE 3 GROOVE SPA 1610 TAPER 106MM FENNER |  | 232.51 | 0.67 | 0.02 | 1 | 1 | 1 | 0 | 1 | 2 |  | 0 | 0 | Bearing Man Group | 0 | 0 | 0 | Overstocked
1100999 | Rental Sharp BP 30C25 Copier |  |  | 0.1 | 0.1 | 1 | 1 | 0 | 0 | 0 | 0 |  | 0 | 0 | CRS Corporate Rental Solutions (Pty) Ltd | 0 | 0 |  | Overstocked
1100SAP | 1100mm Diam podded silencer 1400 Long |  | 0 |  |  | 1 | 1 | 0 | 0 | 0 | 0 |  | 0 | 0 |  | 0 | 0 | 0 | Under ROP
1105306 | CMP-1128-2T-5.5/S/PIE RD 230/400V. IE3 | FM - SODECA |  | 0.33 | 2.63 | 1 | 1 | 0 | 1 | 1 | 1 |  | 0 | 0 | SODECA | 0 | 0 |  | Overstocked
1105922 | CJFILTER/REC-600X900-450-CA |  | 0 |  |  | 1 | 1 | 0 | 0 | 0 | 0 |  | 0 | 0 |  | 0 | 0 | 0 | Under ROP
11100 | MG 100/4 LL | FM - VORTICE | 0 |  |  | 1 | 1 | 0 | 0 | 0 | 0 |  | 0 | 0 | Vortice | 0 | 0 | 0 | Under ROP
11101 | MG 100/4 LL T | FM - VORTICE | 0 |  |  | 1 | 1 | 0 | 0 | 0 | 0 |  | 0 | 0 | Vortice | 0 | 0 | 0 | Under ROP
11102 | MG 120/5 LL | FM - VORTICE | 0 |  |  | 1 | 1 | 0 | 0 | 0 | 0 |  | 0 | 0 | Vortice | 0 | 0 | 0 | Under ROP
11103 | MG 120/5 LL T | FM - VORTICE | 0 | 1 |  | 1 | 1 | 0 | 0 | 0 | 0 |  | 0 | 0 | Vortice | 0 | 0 | 0 | Overstocked
11104 | MG 150/6 LL | FM - VORTICE | 0 |  |  | 1 | 1 | 0 | 0 | 0 | 0 |  | 0 | 0 | Vortice | 0 | 0 | 0 | Overstocked
11105 | MG 150/6 LL T | FM - VORTICE | 0 |  |  | 1 | 1 | 0 | 0 | 0 | 0 |  | 0 | 0 | Vortice | 0 | 0 | 0 | Under ROP
11106 | MGK 100/4 LL | FM - VORTICE | 0 |  |  | 1 | 1 | 0 | 0 | 0 | 0 |  | 0 | 0 | Vortice | 0 | 0 | 0 | Under ROP
11110 | MG 90/3,5 | FM - VORTICE | 0 |  |  | 1 | 1 | 0 | 0 | 0 | 0 |  | 0 | 0 | Vortice | 0 | 0 | 0 | Under ROP
11116 | MG 120/5 | FM - VORTICE | 0 |  |  | 1 | 1 | 0 | 0 | 0 | 0 |  | 0 | 0 | Vortice | 0 | 0 | 0 | Under ROP
11117 | MG 150/6 | FM - VORTICE | 0 |  |  | 1 | 1 | 0 | 0 | 0 | 0 |  | 0 | 0 | Vortice | 0 | 0 | 0 | Overstocked
11123 | MF 100 | FM - VORTICE | 0 |  |  | 1 | 1 | 0 | 0 | 0 | 0 |  | 0 | 0 | Vortice | 0 | 0 | 0 | Overstocked
11124 | MF 120 | FM - VORTICE | 0 |  |  | 1 | 1 | 0 | 0 | 0 | 0 |  | 0 | 0 | Vortice | 0 | 0 | 0 | Overstocked
11125 | MF 150 | FM - VORTICE | 673.65 | 0.45 | 0 | 1 | 1 | 0 | 0 | 0 | 0 |  | 0 | 0 | Vortice | 0 | 0 | 0 | Overstocked
11127 | MF 100T | FM - VORTICE | 0 |  |  | 1 | 1 | 0 | 0 | 0 | 0 |  | 0 | 0 | Vortice | 0 | 0 | 0 | Overstocked
11128 | MF 120 T | FM - VORTICE | 0 |  |  | 1 | 1 | 0 | 0 | 0 | 0 |  | 0 | 0 | Vortice | 0 | 0 | 0 | Overstocked
11129 | MF 150T | FM - VORTICE | 0 |  |  | 1 | 1 | 0 | 0 | 0 | 0 |  | 0 | 0 | Vortice | 0 | 0 | 0 | Under ROP
11131 | MF 100 LL | FM - VORTICE | 0 |  |  | 1 | 1 | 0 | 0 | 0 | 0 |  | 0 | 0 | Vortice | 0 | 0 | 0 | Overstocked
11132 | MF 120 LL | FM - VORTICE | 0 |  |  | 1 | 1 | 0 | 0 | 0 | 0 |  | 0 | 0 | Vortice | 0 | 0 | 0 | Overstocked
11133 | MF 150 LL | FM - VORTICE | 887.76 | 0.71 | 1.08 | 1 | 1 | 1 | 1 | 2 | 3 |  | 0 | 0 | Vortice | 0 | 0 | 0 | Healthy
11135 | MF 100 T LL | FM - VORTICE | 0 |  |  | 1 | 1 | 0 | 0 | 0 | 0 |  | 0 | 0 | Vortice | 0 | 0 | 0 | Overstocked
11136 | MF 120 T LL | FM - VORTICE | 0 |  |  | 1 | 1 | 0 | 0 | 0 | 0 |  | 0 | 0 | Vortice | 0 | 0 | 0 | Overstocked
11137 | MF 150 T LL | FM - VORTICE | 0 |  |  | 1 | 1 | 0 | 0 | 0 | 0 |  | 0 | 0 | Vortice | 0 | 0 | 0 | Overstocked
11145 | MFO 100/4 | FM - VORTICE | 0 |  |  | 1 | 1 | 0 | 0 | 0 | 0 |  | 0 | 0 | Vortice | 0 | 0 | 0 | Overstocked
11146 | MFO 120/5 | FM - VORTICE | 0 | 1 |  | 1 | 1 | 0 | 0 | 0 | 0 |  | 0 | 0 | Vortice | 0 | 0 | 0 | Under ROP
11147 | MFO 120/5 | FM - VORTICE | 0 | 1 |  | 1 | 1 | 0 | 0 | 0 | 0 |  | 0 | 0 | Vortice | 0 | 0 | 0 | Overstocked
1115991 | VSD3/A-RFT-40-IP55 | FM - SODECA | 0 | 0.14 | 2.69 | 1 | 1 | 0 | 0 | 0 | 0 |  | 0 | 0 | SODECA | 0 | 0 | 0 | Under ROP
11187 | MF 150/6 PIRLL | FM - VORTICE | 0 |  |  | 1 | 1 | 0 | 0 | 0 | 0 |  | 0 | 0 | Vortice | 0 | 0 | 0 | Overstocked
112 TBLOCK AL F | BMG MOTORLINE SPARES |  | 83.2 | 0.05 | 1.97 | 1 | 1 | 0 | 0 | 0 | 0 |  | 0 | 0 | Bearing Man Group | 0 | 0 | 0 | Overstocked
11201 | M 100 / 4 | FM - VORTICE | 0 |  |  | 1 | 1 | 0 | 0 | 0 | 0 |  | 0 | 0 | Vortice | 0 | 0 | 0 | Overstocked
11202 | M100/4 | FM - VORTICE | 0 |  |  | 1 | 1 | 0 | 0 | 0 | 0 |  | 0 | 0 | Vortice | 0 | 0 | 0 | Overstocked
11211 | M 100 / 4 T | FM - VORTICE | 0 |  |  | 1 | 1 | 0 | 0 | 0 | 0 |  | 0 | 0 | Vortice | 0 | 0 | 0 | Overstocked
11212 | M 100 / 4 T LL | FM - VORTICE | 0 |  |  | 1 | 1 | 0 | 0 | 0 | 0 |  | 0 | 0 | Vortice | 0 | 0 | 0 | Overstocked
11221 | M 100 / 4 A | FM - VORTICE | 0 |  |  | 1 | 1 | 0 | 0 | 0 | 0 |  | 0 | 0 | Vortice | 0 | 0 | 0 | Under ROP
11222 | M 100 / 4 A LL | FM - VORTICE | 0 |  |  | 1 | 1 | 0 | 0 | 0 | 0 |  | 0 | 0 | Vortice | 0 | 0 | 0 | Under ROP
1125043 | CL/PLUS/EC-8050 |  |  |  |  | 1 | 1 | 0 | 0 | 0 | 0 |  | 0 | 0 |  | 0 | 0 |  | Under ROP
112525 | 11Kw 2P 525V motor to suit 630 Fans | FM - MOTORS |  | 0.25 | 0.55 | 1 | 1 | 0 | 0 | 0 | 0 |  | 0 | 0 | ACTOM | 0 | 0 |  | Overstocked
11260 | ME 100 / 4 LL | FM - VORTICE | 0 |  |  | 1 | 1 | 0 | 0 | 0 | 0 |  | 0 | 0 | Vortice | 0 | 0 | 0 | Overstocked
1126467 | THT/CL-125-4/8T/6-20-F-300 400V. | FM - SODECA | 0 |  |  | 1 | 1 | 0 | 0 | 0 | 0 |  | 0 | 0 | SODECA | 0 | 0 | 0 | Under ROP
1126491 | THT/CL-125-4T/6-25-F-300 400/690V. IE3 | FM - SODECA | 0 |  |  | 1 | 1 | 0 | 0 | 0 | 0 |  | 0 | 0 | SODECA | 0 | 0 | 0 | Under ROP
1126734 | THT/CL-90-4T-10-F-300 IE3 | FM - SODECA | 0 |  |  | 1 | 1 | 0 | 0 | 0 | 0 |  | 0 | 0 | SODECA | 0 | 0 | 0 | Under ROP
11270 | ME 120/5 LL | FM - VORTICE | 0 |  |  | 1 | 1 | 0 | 0 | 0 | 0 |  | 0 | 0 | Vortice | 0 | 0 | 0 | Overstocked
11274 | M 120 / 5 T LL | FM - VORTICE | 0 |  |  | 1 | 1 | 0 | 0 | 0 | 0 |  | 0 | 0 | Vortice | 0 | 0 | 0 | Under ROP
1129393 | CA/LINE-10 | Sodeca |  | 25 | 1.97 | 1 | 1 | 25 | 49 | 74 | 99 |  | 0 | 99 | SODECA | 0 | 99 |  | Under ROP
1129394 | CA/LINE-12 | Sodeca |  |  |  | 1 | 1 | 0 | 0 | 0 | 0 |  | 0 | 0 |  | 0 | 0 |  | Under ROP
1129395 | CA/LINE-15 | Sodeca |  | 25 | 1.97 | 1 | 1 | 25 | 49 | 74 | 99 |  | 0 | 99 | SODECA | 0 | 99 |  | Under ROP
1129396 | CA/LINE-20 | Sodeca |  | 25 | 1.97 | 1 | 1 | 25 | 49 | 74 | 99 |  | 0 | 99 | SODECA | 0 | 99 |  | Under ROP
1129397 | CA/LINE-25 | Sodeca |  | 25 | 1.97 | 1 | 1 | 25 | 49 | 74 | 99 |  | 0 | 99 | SODECA | 0 | 99 |  | Under ROP
1129398 | CA/LINE-31 | FM - SODECA |  | 30 | 1.97 | 1 | 1 | 30 | 59 | 89 | 119 |  | 0 | 119 | SODECA | 0 | 119 |  | Under ROP
112X3SPA | PULLEY FRICTION BELT V-WEDGE 3 GROOVE SPA 2012 TAPER 112MM FENNER |  | 250.31 | 0.42 | 0.69 | 1 | 1 | 0 | 0 | 0 | 0 |  | 0 | 0 | Bearing Man Group | 0 | 0 | 0 | Overstocked
11301 | M 120 / 5 | FM - VORTICE | 0 |  |  | 1 | 1 | 0 | 0 | 0 | 0 |  | 0 | 0 | Vortice | 0 | 0 | 0 | Under ROP
11302 | M 120 / 5 LL | FM - VORTICE | 0 |  |  | 1 | 1 | 0 | 0 | 0 | 0 |  | 0 | 0 | Vortice | 0 | 0 | 0 | Overstocked
11311 | M 120 / 5 T | FM - VORTICE | 0 |  |  | 1 | 1 | 0 | 0 | 0 | 0 |  | 0 | 0 | Vortice | 0 | 0 | 0 | Overstocked
11313 | MEX 100/4 LL 1S | FM - VORTICE | 0 |  |  | 1 | 1 | 0 | 0 | 0 | 0 |  | 0 | 0 | Vortice | 0 | 0 | 0 | Overstocked
11314 | MEX 100/4 1S LLT | FM - VORTICE | 0 |  |  | 1 | 1 | 0 | 0 | 0 | 0 |  | 0 | 0 | Vortice | 0 | 0 | 0 | Overstocked
11321 | M 120 / 5 A | FM - VORTICE | 0 |  |  | 1 | 1 | 0 | 0 | 0 | 0 |  | 0 | 0 | Vortice | 0 | 0 | 0 | Under ROP
11322 | M 120 / 5 A LL | FM - VORTICE | 0 |  |  | 1 | 1 | 0 | 0 | 0 | 0 |  | 0 | 0 | Vortice | 0 | 0 | 0 | Overstocked
11333 | MEX 120/5 LL IS | FM - VORTICE | 0 |  |  | 1 | 1 | 0 | 0 | 0 | 0 |  | 0 | 0 | Vortice | 0 | 0 | 0 | Under ROP
11334 | MEX 120/5 1S LLT | FM - VORTICE | 0 |  |  | 1 | 1 | 0 | 0 | 0 | 0 |  | 0 | 0 | Vortice | 0 | 0 | 0 | Overstocked
1139111 | THT-90-4T-5.5-14-F-300 | FM - SODECA | 0 |  |  | 1 | 1 | 0 | 0 | 0 | 0 |  | 0 | 0 | SODECA | 0 | 0 | 0 | Under ROP
1139474 | THT/CL-71-4T-3-F-300 230/400V. IE3 | FM - SODECA | 0 |  |  | 1 | 1 | 0 | 0 | 0 | 0 |  | 0 | 0 | SODECA | 0 | 0 | 0 | Under ROP
1139862 | HTMV-125-4T/9-40/380V. 60Hz. IE3 | FM - SODECA | 0 | 0.14 | 2.69 | 1 | 1 | 0 | 0 | 0 | 0 |  | 0 | 0 | SODECA | 0 | 0 | 0 | Under ROP
11401 | M 150 / 6 | FM - VORTICE | 634.36 | 0.45 | 0 | 1 | 1 | 0 | 0 | 0 | 0 |  | 0 | 0 | Vortice | 0 | 0 | 0 | Overstocked
1140155 | HTMV-90-4T-7.5/ATEX/2G Ex db 380V. 60Hz | FM - SODECA | 0 |  |  | 1 | 1 | 0 | 0 | 0 | 0 |  | 0 | 0 | SODECA | 0 | 0 | 0 | Under ROP
11402 | M 150 / 6 LL | FM - VORTICE | 832.35 | 0.6 | 0 | 1 | 1 | 1 | 0 | 1 | 2 |  | 0 | 0 | Vortice | 0 | 0 | 0 | Overstocked
11411 | M 150 / 6 T | FM - VORTICE | 0 |  |  | 1 | 1 | 0 | 0 | 0 | 0 |  | 0 | 0 | Vortice | 0 | 0 | 0 | Overstocked
11412 | M 150 / 6 T LL | FM - VORTICE | 0 |  |  | 1 | 1 | 0 | 0 | 0 | 0 |  | 0 | 0 | Vortice | 0 | 0 | 0 | Under ROP
11421 | M 150 / 6 A | FM - VORTICE | 0 |  |  | 1 | 1 | 0 | 0 | 0 | 0 |  | 0 | 0 | Vortice | 0 | 0 | 0 | Under ROP
11422 | M 150 / 6 A LL | FM - VORTICE | 0 |  |  | 1 | 1 | 0 | 0 | 0 | 0 |  | 0 | 0 | Vortice | 0 | 0 | 0 | Under ROP
1143. | 11kW 4Pole 525V B3 NV3 IE1 Cast Iron | FM - MOTORS |  | 2 | 0 | 1 | 1 | 2 | 0 | 2 | 4 |  | 0 | 2 | ACTOM | 0 | 2 |  | Under ROP
1143PM | 11KW 4P 380V Pad Mount Motor | FM - MOTORS | 7897.17 | 0.25 | 0.76 | 1 | 1 | 0 | 0 | 0 | 0 |  | 0 | 0 | WEG South Africa | 0 | 0 | 0 | Overstocked
11741 | M120/5 P | FM - VORTICE | 0 |  |  | 1 | 1 | 0 | 0 | 0 | 0 |  | 0 | 0 | Vortice | 0 | 0 | 0 | Overstocked
1182768 | CJK/EC-500 |  |  |  |  | 1 | 1 | 0 | 0 | 0 | 0 |  | 0 | 0 |  | 0 | 0 |  | Under ROP
118X2SPA. | PULLEY FRICTION BELT V-WEDGE 2 GROOVESPA 1610 TAPER 118MM FENNER |  | 220.95 | 0.4 | 0.71 | 1 | 1 | 0 | 0 | 0 | 0 |  | 0 | 0 | Bearing Man Group | 0 | 0 | 0 | Overstocked
118X3SPA | PULLEY FRICTION BELT V-WEDGE 3 GROOVE SPA 2012 TAPER 118MM FENNER |  | 309.09 | 0.17 | 0 | 1 | 1 | 0 | 0 | 0 | 0 |  | 0 | 0 | Bearing Man Group | 0 | 0 | 0 | Overstocked
11944 | VORT QUADRO MEDIO | FM - VORTICE | 0 |  |  | 1 | 1 | 0 | 0 | 0 | 0 |  | 0 | 0 | Vortice | 0 | 0 | 0 | Overstocked
11952 | VORT QUADRO SUPER | FM - VORTICE | 0 |  |  | 1 | 1 | 0 | 0 | 0 | 0 |  | 0 | 0 | Vortice | 0 | 0 | 0 | Overstocked
11967 | VORT PRESS 110 LL | FM - VORTICE | 0 |  |  | 1 | 1 | 0 | 0 | 0 | 0 |  | 0 | 0 | Vortice | 0 | 0 | 0 | Overstocked
11968 | Vort Press 110 ( surface mount ) | FM - VORTICE | 0 |  |  | 1 | 1 | 0 | 0 | 0 | 0 |  | 0 | 0 | Vortice | 0 | 0 | 0 | Under ROP
11971 | Vort Press 140 ( built-in ) | FM - VORTICE | 0 |  |  | 1 | 1 | 0 | 0 | 0 | 0 |  | 0 | 0 | Vortice | 0 | 0 | 0 | Under ROP
1200000 | Insurance |  | 252.53 | 0.1 | 0.1 | 1 | 1 | 0 | 0 | 0 | 0 |  | 0 | 0 | CRS Corporate Rental Solutions (Pty) Ltd | 0 | 0 | 0 | Overstocked
1200SAP | 1200mm Diam podded silencer 1400 Long |  | 0 |  |  | 1 | 1 | 0 | 0 | 0 | 0 |  | 0 | 0 |  | 0 | 0 | 0 | Under ROP
12017 | MICRO 100 I | FM - VORTICE | 0 |  |  | 1 | 1 | 0 | 0 | 0 | 0 |  | 0 | 0 | Vortice | 0 | 0 | 0 | Overstocked
12018 | MICRO 100 I T | FM - VORTICE | 0 |  |  | 1 | 1 | 0 | 0 | 0 | 0 |  | 0 | 0 | Vortice | 0 | 0 | 0 | Under ROP
12020 | MEDIO I | FM - VORTICE | 2205.4314 | 0.08 | 1.45 | 1 | 1 | 0 | 0 | 0 | 0 |  | 0 | 0 | Vortice | 0 | 0 | 0 | Under ROP
12021 | MEDIO I T | FM - VORTICE | 0 |  |  | 1 | 1 | 0 | 0 | 0 | 0 |  | 0 | 0 | Vortice | 0 | 0 | 0 | Under ROP
12023 | SUPER I | FM - VORTICE | 2817.2607 | 0.14 | 1.41 | 1 | 1 | 0 | 0 | 0 | 0 |  | 0 | 0 | Vortice | 0 | 0 | 0 | Under ROP
12024 | SUPER I T | FM - VORTICE | 0 |  |  | 1 | 1 | 0 | 0 | 0 | 0 |  | 0 | 0 | Vortice | 0 | 0 | 0 | Under ROP
12045 | MICRO 100 I ES (Energy Saving) | FM - VORTICE | 0 |  |  | 1 | 1 | 0 | 0 | 0 | 0 |  | 0 | 0 | Vortice | 0 | 0 | 0 | Under ROP
12046 | MICRO 100 I T ES (Energy Saving) | FM - VORTICE | 0 |  |  | 1 | 1 | 0 | 0 | 0 | 0 |  | 0 | 0 | Vortice | 0 | 0 | 0 | Under ROP
12065 | MICRO 100 I T HCS (Humidity ctrl. System) | FM - VORTICE | 0 |  |  | 1 | 1 | 0 | 0 | 0 | 0 |  | 0 | 0 | Vortice | 0 | 0 | 0 | Under ROP
12066 | MEDIO I T HCS ( Humidity ctrl. system) | FM - VORTICE | 0 |  |  | 1 | 1 | 0 | 0 | 0 | 0 |  | 0 | 0 | Vortice | 0 | 0 | 0 | Under ROP
12067 | SUPER I T HCS (Humidity ctrl. system) | FM - VORTICE | 0 |  |  | 1 | 1 | 0 | 0 | 0 | 0 |  | 0 | 0 | Vortice | 0 | 0 | 0 | Under ROP
1210X28MM | TAPER LOCK BUSH METRIC 1210 28MM FENNER |  | 62.04 | 0.5 | 0.1 | 1 | 1 | 0 | 0 | 0 | 0 |  | 0 | 0 | Bearing Man Group | 0 | 0 | 0 | Overstocked
1212521 | AT 12/12 SC - Single Unit | FM - NICOTRA | 0 |  |  | 1 | 1 | 0 | 0 | 0 | 0 |  | 0 | 0 | Nicotra | 0 | 0 | 0 | Overstocked
1212522 | AT 12/12 SC2 - Double Unit | FM - NICOTRA | 0 |  |  | 1 | 1 | 0 | 0 | 0 | 0 |  | 0 | 0 | Nicotra | 0 | 0 | 0 | Overstocked
1220IM | 32.F.4 Impeller |  | 0 |  |  | 1 | 1 | 0 | 0 | 0 | 0 |  | 0 | 0 |  | 0 | 0 | 0 | Under ROP
1220SC | Screen |  | 0 |  |  | 1 | 1 | 0 | 0 | 0 | 0 |  | 0 | 0 |  | 0 | 0 | 0 | Under ROP
1220SM1.23D | 1220 Diam Silencer 1500mm Long |  | 0 |  |  | 1 | 1 | 0 | 0 | 0 | 0 |  | 0 | 0 |  | 0 | 0 | 0 | Under ROP
12412 | V 300/12 AR | FM - VORTICE | 3742.119 | 1.92 | 1.24 | 1 | 1 | 2 | 2 | 4 | 6 |  | 0 | 0 | Vortice | 0 | 0 | 0 | Overstocked
12413 | V 300/12 ARI | FM - VORTICE | 0 |  |  | 1 | 1 | 0 | 0 | 0 | 0 |  | 0 | 0 | Vortice | 0 | 0 | 0 | Overstocked
12415 | V 300/12 AR LL S | FM - VORTICE | 0 |  |  | 1 | 1 | 0 | 0 | 0 | 0 |  | 0 | 0 | Vortice | 0 | 0 | 0 | Overstocked
12416 | V 300/12 ARI LL S | FM - VORTICE | 0 |  |  | 1 | 1 | 0 | 0 | 0 | 0 |  | 0 | 0 | Vortice | 0 | 0 | 0 | Overstocked
12451 | V 230/9 P | FM - VORTICE | 0 |  |  | 1 | 1 | 0 | 0 | 0 | 0 |  | 0 | 0 | Vortice | 0 | 0 | 0 | Under ROP
12452 | V 230/9 AR | FM - VORTICE | 2546.9175 | 3.33 | 1.12 | 1 | 1 | 3 | 4 | 7 | 10 |  | 0 | 3 | Vortice | 0 | 3 | 7640.75 | Under ROP
12453 | V 230/9 ARI | FM - VORTICE | 0 |  |  | 1 | 1 | 0 | 0 | 0 | 0 |  | 0 | 0 | Vortice | 0 | 0 | 0 | Overstocked
12454 | V 230/9 P LL S | FM - VORTICE | 0 |  |  | 1 | 1 | 0 | 0 | 0 | 0 |  | 0 | 0 | Vortice | 0 | 0 | 0 | Overstocked
12455 | V 230/9 AR LL S | FM - VORTICE | 2916.8608 | 2.36 | 1.26 | 1 | 1 | 2 | 3 | 5 | 7 |  | 0 | 0 | Vortice | 0 | 0 | 0 | Overstocked
12456 | V 230/9 ARI LL S | FM - VORTICE | 0 |  |  | 1 | 1 | 0 | 0 | 0 | 0 |  | 0 | 0 | Vortice | 0 | 0 | 0 | Overstocked
1250CF | 1250 Diam Counter Flange | FM - DONKIN | 733 | 0.09 | 1.31 | 1 | 1 | 0 | 0 | 0 | 0 |  | 0 | 0 | Air Speration | 0 | 0 | 0 | Overstocked
1250FC | 1250 Diam Flexible Connection | FM - DONKIN |  | 0.16 | 1.26 | 1 | 1 | 0 | 0 | 0 | 0 |  | 0 | 0 | Air Speration | 0 | 0 |  | Overstocked
1250HVJ-2S | 1250 Diam Vertical Discharge Unit | FM - DONKIN | 0 |  |  | 1 | 1 | 0 | 0 | 0 | 0 |  | 0 | 0 |  | 0 | 0 | 0 | Under ROP
1250HVJ-2SB | 1250 Diam Vertical Discharge BASE | FM - DONKIN | 0 |  |  | 1 | 1 | 0 | 0 | 0 | 0 |  | 0 | 0 |  | 0 | 0 | 0 | Under ROP
1250IM | Impeller |  | 0 |  |  | 1 | 1 | 0 | 0 | 0 | 0 |  | 0 | 0 |  | 0 | 0 | 0 | Under ROP
1250MF | 1250 Diam Mounting Feet | FM - DONKIN |  | 0.11 | 0.99 | 1 | 1 | 0 | 0 | 0 | 0 |  | 0 | 0 | Air Speration | 0 | 0 |  | Overstocked
1250S1.0D | 1250 Diam Silencer 1.0D | FM - DONKIN | 0 |  |  | 1 | 1 | 0 | 0 | 0 | 0 |  | 0 | 0 |  | 0 | 0 | 0 | Under ROP
1250S1.0DP | 1250 Diam Silencer 1.0D Podded | FM - DONKIN | 0 |  |  | 1 | 1 | 0 | 0 | 0 | 0 |  | 0 | 0 |  | 0 | 0 | 0 | Under ROP
1250S1.5D | 1250 Diam Silencer 1.5D | FM - DONKIN | 0 |  |  | 1 | 1 | 0 | 0 | 0 | 0 |  | 0 | 0 |  | 0 | 0 | 0 | Under ROP
1250S1.5DP | 1250 Diam Silencer 1.5D Podded | FM - DONKIN | 0 |  |  | 1 | 1 | 0 | 0 | 0 | 0 |  | 0 | 0 |  | 0 | 0 | 0 | Under ROP
1250S2.0D | 1250 Diam Silencer 2.0D | FM - DONKIN | 0 |  |  | 1 | 1 | 0 | 0 | 0 | 0 |  | 0 | 0 |  | 0 | 0 | 0 | Under ROP
1250S2.0DP | 1250 Diam Silencer 2.0D Podded | FM - DONKIN | 0 |  |  | 1 | 1 | 0 | 0 | 0 | 0 |  | 0 | 0 |  | 0 | 0 | 0 | Under ROP
1250SM1.0D | 1250 Diam Melinex Silencer 1.0D | FM - DONKIN | 0 |  |  | 1 | 1 | 0 | 0 | 0 | 0 |  | 0 | 0 |  | 0 | 0 | 0 | Under ROP
1250SM1.0DP | 1250 Diam Melinex Silencer 1.0D Podded | FM - DONKIN | 0 |  |  | 1 | 1 | 0 | 0 | 0 | 0 |  | 0 | 0 |  | 0 | 0 | 0 | Under ROP
1250SM1.5D | 1250 Diam Melinex Silencer 1.5D | FM - DONKIN | 0 |  |  | 1 | 1 | 0 | 0 | 0 | 0 |  | 0 | 0 |  | 0 | 0 | 0 | Under ROP
1250SM1.5DP | 1250 Diam Melinex Silencer 1.5D Podded | FM - DONKIN | 0 |  |  | 1 | 1 | 0 | 0 | 0 | 0 |  | 0 | 0 |  | 0 | 0 | 0 | Under ROP
1250SM2.0D | 1250 Diam Melinex Silencer 2.0D | FM - DONKIN | 0 |  |  | 1 | 1 | 0 | 0 | 0 | 0 |  | 0 | 0 |  | 0 | 0 | 0 | Under ROP
1250SM2.0DP | 1250 Diam Melinex Silencer 2.0D Podded | FM - DONKIN | 0 |  |  | 1 | 1 | 0 | 0 | 0 | 0 |  | 0 | 0 |  | 0 | 0 | 0 | Under ROP
125T300 | 125 Diam Tube Silencer 300L | FM - DONKIN | 0 |  |  | 1 | 1 | 0 | 0 | 0 | 0 |  | 0 | 0 |  | 0 | 0 | 0 | Under ROP
125T600 | 125 Diam Tube Silencer 600L | FM - TUBES | 448 | 0.36 | 0.2 | 0.5 | 1 | 0 | 0 | 0 | 0 |  | 0 | 0 | Attenu-Tec | 0 | 0 | 0 | Overstocked
125TTSilentM | 125 TT Silent M Fan | FM - DONKIN | 0 |  |  | 1 | 1 | 0 | 0 | 0 | 0 |  | 0 | 0 |  | 0 | 0 | 0 | Under ROP
12611 | V 150/6 P | FM - VORTICE | 0 |  |  | 1 | 1 | 0 | 0 | 0 | 0 |  | 0 | 0 | Vortice | 0 | 0 | 0 | Under ROP
12612 | V 150/6 AR | FM - VORTICE | 890.82 | 5 | 1.05 | 1 | 1 | 5 | 5 | 10 | 15 |  | 0 | 0 | Vortice | 0 | 0 | 0 | Overstocked
12613 | V 150/6 ARI | FM - VORTICE | 2262.3457 |  |  | 1 | 1 | 0 | 0 | 0 | 0 |  | 0 | 0 | Vortice | 0 | 0 | 0 | Overstocked
12614 | V 150/6 P LL S | FM - VORTICE | 0 |  |  | 1 | 1 | 0 | 0 | 0 | 0 |  | 0 | 0 | Vortice | 0 | 0 | 0 | Under ROP
12615 | V 150/6 AR LL S | FM - VORTICE | 1508.2305 | 2.27 | 0.81 | 1 | 1 | 2 | 2 | 4 | 6 |  | 0 | 0 | Vortice | 0 | 0 | 0 | Overstocked
12616 | V 150/6 ARI LL S | FM - VORTICE | 0 |  |  | 1 | 1 | 0 | 0 | 0 | 0 |  | 0 | 0 | Vortice | 0 | 0 | 0 | Overstocked
1270510 | CUADRO MANDOS BOX SMART | FM - VORTICE |  |  |  | 1 | 1 | 0 | 0 | 0 | 0 |  | 0 | 0 | Vortice | 0 | 0 |  | Overstocked
1272947 | THT/CL -125-6T/ 12-15-F-300 IE3 | FM - SODECA | 0 |  |  | 1 | 1 | 0 | 0 | 0 | 0 |  | 0 | 0 | SODECA | 0 | 0 | 0 | Under ROP
1273007 | THT/IMP-C-REV-63-2T-20-F-400 IE3 | FM - SODECA | 0 |  |  | 1 | 1 | 0 | 0 | 0 | 0 |  | 0 | 0 | SODECA | 0 | 0 | 0 | Overstocked
1273330 | SDECB/Z-260-4T-0.75 |  | 0 |  |  | 1 | 1 | 0 | 0 | 0 | 0 |  | 0 | 0 |  | 0 | 0 | 0 | Under ROP
1273331 | SDECB/Z-280-4T-0.75 |  | 0 |  |  | 1 | 1 | 0 | 0 | 0 | 0 |  | 0 | 0 |  | 0 | 0 | 0 | Under ROP
1273332 | SDECB/Z-300-4T-0.75 |  | 0 |  |  | 1 | 1 | 0 | 0 | 0 | 0 |  | 0 | 0 |  | 0 | 0 | 0 | Under ROP
12740 | 30/12 ARI | FM - VORTICE | 0 |  |  | 1 | 1 | 0 | 0 | 0 | 0 |  | 0 | 0 | Vortice | 0 | 0 | 0 | Overstocked
1275754 | CJK/FILTER/EC-500-F7+F9 |  | 0 |  |  | 1 | 1 | 0 | 0 | 0 | 0 |  | 0 | 0 |  | 0 | 0 | 0 | Under ROP
1280298 | DAMPER BOX SMART 71/80 |  |  |  |  | 1 | 1 | 0 | 0 | 0 | 0 |  | 0 | 0 |  | 0 | 0 |  | Overstocked
1282483 | KIT BOXPDS SMART 900 4T 10 IE3 |  | 0 |  |  | 1 | 1 | 0 | 0 | 0 | 0 |  | 0 | 0 |  | 0 | 0 | 0 | Under ROP
1286836 | PS-125 20CV |  | 0 |  |  | 1 | 1 | 0 | 0 | 0 | 0 |  | 0 | 0 |  | 0 | 0 | 0 | Under ROP
12877 | IRET INVERTER 400 2.2A | FM - VORTICE | 0 | 0.07 | 1.08 | 1 | 1 | 0 | 0 | 0 | 0 |  | 0 | 0 | Vortice | 0 | 0 | 0 | Under ROP
12878 | IRET INVERTER 400 3.6A | FM - VORTICE | 0 | 0.11 | 1.08 | 1 | 1 | 0 | 0 | 0 | 0 |  | 0 | 0 | Vortice | 0 | 0 | 0 | Under ROP
12879 | IRET INVERTER 400 5A | FM - VORTICE | 0 | 0.21 | 1.08 | 1 | 1 | 0 | 0 | 0 | 0 |  | 0 | 0 | Vortice | 0 | 0 | 0 | Under ROP
12880 | IRET INVERTER 400 8A | FM - VORTICE | 0 | 0.04 | 1.08 | 1 | 1 | 0 | 0 | 0 | 0 |  | 0 | 0 | Vortice | 0 | 0 | 0 | Under ROP
1289142 | SV/FILTER/EC- 200 F6+F8 |  | 0 |  |  | 1 | 1 | 0 | 0 | 0 | 0 |  | 0 | 0 |  | 0 | 0 | 0 | Under ROP
12941 | CR5N Speed Controller | FM - VORTICE | 0 |  |  | 1 | 1 | 0 | 0 | 0 | 0 |  | 0 | 0 | Vortice | 0 | 0 | 0 | Under ROP
12943 | CR5 Speed Controller | FM - VORTICE | 0 |  |  | 1 | 1 | 0 | 0 | 0 | 0 |  | 0 | 0 | Vortice | 0 | 0 | 0 | Overstocked
129521 | AT 12/9 SC - Single Unit | FM - NICOTRA | 0 |  |  | 1 | 1 | 0 | 0 | 0 | 0 |  | 0 | 0 | Nicotra | 0 | 0 | 0 | Overstocked
129522 | AT 12/9 SC2 - Double Unit | FM - NICOTRA | 0 |  |  | 1 | 1 | 0 | 0 | 0 | 0 |  | 0 | 0 | Nicotra | 0 | 0 | 0 | Under ROP
12966 | C1.5 Speed Controller (to suit Lineo 100 to 200) | FM - VORTICE | 514.79 | 3.33 | 1.25 | 1 | 1 | 3 | 4 | 7 | 10 |  | 0 | 0 | Vortice | 0 | 0 | 0 | Overstocked
12967 | C2.5 Speed Controller (to suit Lineo 250 to 315) | FM - VORTICE | 0 |  |  | 1 | 1 | 0 | 0 | 0 | 0 |  | 0 | 0 | Vortice | 0 | 0 | 0 | Overstocked
12994 | PIR | FM - VORTICE | 0 |  |  | 1 | 1 | 0 | 0 | 0 | 0 |  | 0 | 0 | Vortice | 0 | 0 | 0 | Overstocked
12998 | PIR Sensor | FM - VORTICE | 0 |  |  | 1 | 1 | 0 | 0 | 0 | 0 |  | 0 | 0 | Vortice | 0 | 0 | 0 | Overstocked
12X1 THREADED ROD 8.8 ZINC BLUE 12X1 975 8.8 ZB | 12X1 THREADED ROD 8.8 ZINC BLUE 12X1 975 8.8 ZB | FASTENERS | 42 | 0.1 | 1.54 | 1 | 1 | 0 | 0 | 0 | 0 |  | 0 | 0 | M&D SPECIALISED FASTENERS (PTY) LTD | 0 | 0 | 0 | Overstocked
13-11 | CABTYRE - 6MM X 6 LUGS 10PKT |  |  | 0.89 | 0.49 | 1 | 1 | 1 | 0 | 1 | 2 |  | 0 | 0 | Alpha Electrical | 0 | 0 |  | Overstocked
13-12 | CABTYRE - 6MM X 8 LUGS 10PKT |  |  | 0.89 | 0.49 | 1 | 1 | 1 | 0 | 1 | 2 |  | 0 | 0 | Alpha Electrical | 0 | 0 |  | Overstocked
13001 | KIT TE 150/6 Roof Mounting | FM - VORTICE | 0 |  |  | 1 | 1 | 0 | 0 | 0 | 0 |  | 0 | 0 | Vortice | 0 | 0 | 0 | Overstocked
13002 | KIT TE 230/9 Roof Mounting | FM - VORTICE | 0 |  |  | 1 | 1 | 0 | 0 | 0 | 0 |  | 0 | 0 | Vortice | 0 | 0 | 0 | Overstocked
13003 | KIT TE 300/12 Roof Mounting | FM - VORTICE | 0 |  |  | 1 | 1 | 0 | 0 | 0 | 0 |  | 0 | 0 | Vortice | 0 | 0 | 0 | Under ROP
13028 | KIT TC 230/9 | FM - VORTICE | 157.72 | 0.35 | 1.41 | 1 | 1 | 0 | 0 | 0 | 0 |  | 0 | 0 | Vortice | 0 | 0 | 0 | Overstocked
132B0100 | OPT MICRO LCP DISPLAY W/O POTENTIOM |  | 597.32 | 0.04 | 1.45 | 1 | 1 | 0 | 0 | 0 | 0 |  | 0 | 0 | Bearing Man Group | 0 | 0 | 0 | Overstocked
1350439 | HCT/EC- 63-4T-3 IE5 | FM - SODECA | 0 |  |  | 1 | 1 | 0 | 0 | 0 | 0 |  | 0 | 0 | SODECA | 0 | 0 | 0 | Under ROP
1352297 | SC-1250/1200 |  | 0 |  |  | 1 | 1 | 0 | 0 | 0 | 0 |  | 0 | 0 |  | 0 | 0 | 0 | Under ROP
1353233 | KIT BOXSMART-7100 - 230V. -1D |  |  |  |  | 1 | 1 | 0 | 0 | 0 | 0 |  | 0 | 0 |  | 0 | 0 |  | Overstocked
1353244 | KIT BOXSMART-7100 - 230V. -2D |  |  |  |  | 1 | 1 | 0 | 0 | 0 | 0 |  | 0 | 0 |  | 0 | 0 |  | Overstocked
1355136 | HGT-125-4T/12-60 400/690V. IE3 |  | 0 |  |  | 1 | 1 | 0 | 0 | 0 | 0 |  | 0 | 0 |  | 0 | 0 | 0 | Under ROP
1373000218 | MOTORE GM-63A4 B143F TC10 - TIRACAMINO MOTOR | FM - VORTICE |  | 1.55 | 0.85 | 1 | 1 | 2 | 1 | 3 | 5 |  | 0 | 0 | Vortice | 0 | 0 |  | Overstocked
13mm X 8mm | A 2100 |  | 250 | 0.83 | 1.22 | 1 | 1 | 1 | 1 | 2 | 3 |  | 0 | 0 | Bluetech Fans (Pty) Ltd | 0 | 0 | 0 | Overstocked
1400mm | Twin Stage Fan c/w 90kw 4Pole (1400rpm) 550V motor |  | 0 |  |  | 1 | 1 | 0 | 0 | 0 | 0 |  | 0 | 0 |  | 0 | 0 | 0 | Under ROP
1400mm BM | 1400mm Bellmouth |  | 0 |  |  | 1 | 1 | 0 | 0 | 0 | 0 |  | 0 | 0 |  | 0 | 0 | 0 | Under ROP
1400mm Inlet | and Discharge Screen |  | 0 |  |  | 1 | 1 | 0 | 0 | 0 | 0 |  | 0 | 0 |  | 0 | 0 | 0 | Under ROP
15-05' | T50R BLACK - T50R CABLE TIES BLACK 198MMX4 | FM - WORKS | 0.24 |  | 1 | 1 | 1 | 50 | 50 | 100 | 150 |  | 0 | 0 |  | 0 | 0 | 0 | Overstocked
15-1 | TI8R BLK - T18R CABLE TIES BLACK 100MMX2 | FM - WORKS |  | 0.15 | 0.36 | 1 | 1 | 0 | 0 | 0 | 0 |  | 0 | 0 | Atlantic Lighting & Electrical distributors | 0 | 0 |  | Overstocked
15-5 | T50R BLACK - T50R CABLE TIES BLACK 198MMX4 | FM - WORKS |  | 0.23 | 0.36 | 1 | 1 | 0 | 0 | 0 | 0 |  | 0 | 0 | Atlantic Lighting & Electrical distributors | 0 | 0 |  | Overstocked
15000 | Tiracamino Chimney Fan for Chimney Tops | FM - VORTICE | 8608.2966 | 5 | 0.78 | 1 | 1 | 5 | 4 | 9 | 14 |  | 0 | 0 | Vortice | 0 | 0 | 0 | Healthy
1500W | TERAL 17.5KG | CONSUMABLES |  | 2 | 0.12 | 1 | 1 | 2 | 0 | 2 | 4 |  | 0 | 0 | INTROWELD CC | 0 | 0 |  | Healthy
1501 | ARCAL SPEED 50L CYLINDER 17.5KG | FABRICATION |  | 2 | 0.1 | 1 | 1 | 2 | 0 | 2 | 4 |  | 0 | 2 | INTROWELD CC | 0 | 2 |  | Under ROP
1502479 | HTMH-71-4T-4 220/380V. 60Hz IE3 | FM - SODECA |  | 0.69 | 2.69 | 1 | 1 | 1 | 2 | 3 | 4 |  | 0 | 0 | SODECA | 0 | 0 |  | Overstocked
1503633 | CA/LINE/EC-31 50/60Hz. | FM - SODECA | 0 | 0.5 | 0.89 | 1 | 1 | 0 | 0 | 0 | 0 |  | 0 | 0 | SODECA | 0 | 0 | 0 | Overstocked
1503634 | CA/LINE/EC-35 50/60Hz. |  | 0 |  |  | 1 | 1 | 0 | 0 | 0 | 0 |  | 0 | 0 |  | 0 | 0 | 0 | Under ROP
150NB x 130mm | Style 15 Linkflex 100% (Inner & Outer Tube) EPDM rubber bellows c/w mild steel electro |  |  |  |  | 1 | 1 | 0 | 0 | 0 | 0 |  | 0 | 0 |  | 0 | 0 |  | Under ROP
150T300 | 150 Diam Tube Silencer 300L | FM - DONKIN | 0 |  |  | 1 | 1 | 0 | 0 | 0 | 0 |  | 0 | 0 |  | 0 | 0 | 0 | Under ROP
150T600 | 150 Diam Tube Silencer 600L | FM - TUBES | 478 | 3.62 | 0.42 | 0.5 | 1 | 2 | 2 | 4 | 8 |  | 0 | 8 | Attenu-Tec | 0 | 8 | 3824 | Under ROP
150T900 | 150 Diam Tube Silencer 900L | FM - DONKIN | 556 | 0.39 | 0.07 | 1 | 1 | 0 | 0 | 0 | 0 |  | 0 | 0 | Attenu-Tec | 0 | 0 | 0 | Under ROP
1511521 | AT 15/11 SC - Single Unit | FM - NICOTRA | 0 |  |  | 1 | 1 | 0 | 0 | 0 | 0 |  | 0 | 0 | Nicotra | 0 | 0 | 0 | Under ROP
1515521 | AT 15/15 SC - Single Unit | FM - NICOTRA | 4243.5 | 1.36 | 0.61 | 1 | 1 | 1 | 1 | 2 | 3 |  | 0 | 0 | Nicotra | 0 | 0 | 0 | Overstocked
1515522 | AT 15/15 SC2 - Double Unit | FM - NICOTRA | 0 |  |  | 1 | 1 | 0 | 0 | 0 | 0 |  | 0 | 0 | Nicotra | 0 | 0 | 0 | Under ROP
15928 | Repair CMP-1025-2T-3 ( ROS Del Note 15928) |  | 0 |  |  | 1 | 1 | 0 | 0 | 0 | 0 |  | 0 | 0 |  | 0 | 0 | 0 | Under ROP
16 SQ MED SPRING WASHER Z/BLUE 16 7980 SS ZB | 16 SQ MED SPRING WASHER Z/BLUE 16 7980 SS ZB | FASTENERS | 0.4 | 1.05 | 0.03 | 1 | 1 | 1 | 0 | 1 | 2 |  | 0 | 0 | M&D SPECIALISED FASTENERS (PTY) LTD | 0 | 0 | 0 | Overstocked
1600CF | 1600 Diam Counter Flange | FM - DONKIN |  | 0.09 | 0.87 | 1 | 1 | 0 | 0 | 0 | 0 |  | 0 | 0 | Air Speration | 0 | 0 |  | Overstocked
1600FC | 1600 Diam Flexible Connection | FM - DONKIN |  | 0.05 | 1.68 | 1 | 1 | 0 | 0 | 0 | 0 |  | 0 | 0 | Air Speration | 0 | 0 |  | Under ROP
1600HVJ-2S | 1600 Diam Vertical Discharge Unit | FM - DONKIN | 0 |  |  | 1 | 1 | 0 | 0 | 0 | 0 |  | 0 | 0 |  | 0 | 0 | 0 | Under ROP
1600HVJ-2SB | 1600 Diam Vertical Discharge BASE | FM - DONKIN | 0 |  |  | 1 | 1 | 0 | 0 | 0 | 0 |  | 0 | 0 |  | 0 | 0 | 0 | Under ROP
1600IC | 1600 Dia Inlet Cone | Accessories | 0 |  |  | 1 | 1 | 0 | 0 | 0 | 0 |  | 0 | 0 |  | 0 | 0 | 0 | Under ROP
1600ICS | 1600 Dia Inlet Cone Screen |  | 0 |  |  | 1 | 1 | 0 | 0 | 0 | 0 |  | 0 | 0 |  | 0 | 0 | 0 | Under ROP
1600MF | 1600 Diam Mounting Feet | FM - DONKIN |  | 0.16 | 1.45 | 1 | 1 | 0 | 0 | 0 | 0 |  | 0 | 0 | Air Speration | 0 | 0 |  | Overstocked
1600S1.0D | 1600 Diam Silencer 1.0D | FM - DONKIN | 0 |  |  | 1 | 1 | 0 | 0 | 0 | 0 |  | 0 | 0 |  | 0 | 0 | 0 | Under ROP
1600S1.0DP | 1600 Diam Silencer 1.0D Poded | FM - DONKIN | 0 |  |  | 1 | 1 | 0 | 0 | 0 | 0 |  | 0 | 0 |  | 0 | 0 | 0 | Under ROP
1600S1.5D | 1600 Diam Silencer 1.5D | FM - DONKIN | 0 |  |  | 1 | 1 | 0 | 0 | 0 | 0 |  | 0 | 0 |  | 0 | 0 | 0 | Under ROP
1600S1.5DP | 1600 Diam Silencer 1.5D Podded | FM - DONKIN | 0 |  |  | 1 | 1 | 0 | 0 | 0 | 0 |  | 0 | 0 |  | 0 | 0 | 0 | Under ROP
1600S2.0D | 1600 Diam Silencer 2.0D | FM - DONKIN | 0 |  |  | 1 | 1 | 0 | 0 | 0 | 0 |  | 0 | 0 |  | 0 | 0 | 0 | Under ROP
1600S2.0DP | 1600 Diam Silencer 2.0D Podded | FM - DONKIN | 0 |  |  | 1 | 1 | 0 | 0 | 0 | 0 |  | 0 | 0 |  | 0 | 0 | 0 | Under ROP
1600SM1.0D | 1600 Diam Melinex Silencer 1.0D | FM - DONKIN | 0 |  |  | 1 | 1 | 0 | 0 | 0 | 0 |  | 0 | 0 |  | 0 | 0 | 0 | Under ROP
1600SM1.0DP | 1600 Diam Melinex Silencer 1.0D Podded | FM - DONKIN | 0 |  |  | 1 | 1 | 0 | 0 | 0 | 0 |  | 0 | 0 |  | 0 | 0 | 0 | Under ROP
1600SM1.5D | 1600 Diam Melinex Silencer 1.5D | FM - DONKIN | 0 |  |  | 1 | 1 | 0 | 0 | 0 | 0 |  | 0 | 0 |  | 0 | 0 | 0 | Under ROP
1600SM1.5DP | 1600 Diam Melinex Silencer 1.5D Podded | FM - DONKIN | 0 |  |  | 1 | 1 | 0 | 0 | 0 | 0 |  | 0 | 0 |  | 0 | 0 | 0 | Under ROP
1600SM2.0D | 1600 Diam Melinex Silencer 2.0D | FM - DONKIN | 0 |  |  | 1 | 1 | 0 | 0 | 0 | 0 |  | 0 | 0 |  | 0 | 0 | 0 | Under ROP
1600SM2.0DP | 1600 Diam Melinex Silencer 2.0D Podded | FM - DONKIN | 0 |  |  | 1 | 1 | 0 | 0 | 0 | 0 |  | 0 | 0 |  | 0 | 0 | 0 | Under ROP
16039 | CA 250 VO In-Line Tube Fan Plastic Casing | FM - VORTICE |  | 0.14 | 0.46 | 1 | 1 | 0 | 0 | 0 | 0 |  | 0 | 0 | Vortice | 0 | 0 |  | Overstocked
1609CL | 160/9 Clamp - To Suit 14mm, 19mm, 24mm and 28mm Bore Hubs | FM - IMPELLER | 235 |  | 1 | 0.5 | 1 | 10 | 20 | 30 | 50 |  | 0 | 0 | CFW Fans (Pty) Ltd | 0 | 0 | 0 | Overstocked
1609CL28 | 160/9 Clamp - 28mm |  | 0 |  |  | 1 | 1 | 0 | 0 | 0 | 0 |  | 0 | 0 |  | 0 | 0 | 0 | Under ROP
1609H14 | 160/9 Hub - 14mm bore | FM - IMPELLER | 270 | 5.09 | 0.13 | 0.5 | 1 | 3 | 1 | 4 | 9 |  | 0 | 0 | CFW Fans (Pty) Ltd | 0 | 0 | 0 | Overstocked
1609H19 | 160/9 Hub - 19mm bore | FM - IMPELLER | 270 | 4.14 | 0.24 | 0.5 | 1 | 2 | 1 | 3 | 7 |  | 0 | 0 | CFW Fans (Pty) Ltd | 0 | 0 | 0 | Overstocked
1609H24 | 160/9 Hub - 24mm bore | FM - IMPELLER | 270 | 3.73 | 0.15 | 0.5 | 1 | 2 | 1 | 3 | 7 |  | 0 | 0 | CFW Fans (Pty) Ltd | 0 | 0 | 0 | Overstocked
1609H28 | 160/9 Hub - 28mm bore | FM - IMPELLER | 270 | 2.64 | 0.29 | 0.5 | 1 | 1 | 1 | 2 | 5 |  | 0 | 0 | CFW Fans (Pty) Ltd | 0 | 0 | 0 | Overstocked
160T300 | 160 Diam Tube Silencer 300L | FM - DONKIN | 0 |  |  | 1 | 1 | 0 | 0 | 0 | 0 |  | 0 | 0 |  | 0 | 0 | 0 | Under ROP
160T600 | 160 Diam Tube Silencer 600L | FM - DONKIN | 0 |  |  | 1 | 1 | 0 | 0 | 0 | 0 |  | 0 | 0 |  | 0 | 0 | 0 | Under ROP
160W, 230V, 4500m3/hr, 40lt | Evaporative Air Cooler | Accessories | 0 |  |  | 1 | 1 | 0 | 0 | 0 | 0 |  | 0 | 0 |  | 0 | 0 | 0 | Under ROP
160X3SPA | PULLEY FRICTION BELT V-WEDGE 3 GROOVE SPA 2517 TAPER 160MM FENNER |  | 489.09 | 0.42 | 0.69 | 1 | 1 | 0 | 0 | 0 | 0 |  | 0 | 0 | Bearing Man Group | 0 | 0 | 0 | Overstocked
1610X25MM. | TAPER LOCK BUSH METRIC 1610 25MM FENNER |  | 72.31 | 0.5 | 0.1 | 1 | 1 | 0 | 0 | 0 | 0 |  | 0 | 0 | Bearing Man Group | 0 | 0 | 0 | Overstocked
1610X28MM. | Taper Lock Bush Metric 1610 28mm FE |  | 77.68 | 0.73 | 0.03 | 1 | 1 | 1 | 0 | 1 | 2 |  | 0 | 0 | Bearing Man Group | 0 | 0 | 0 | Overstocked
1610X38MM | TAPER LOCK BUSH METRIC 1610 38MM FENNER |  | 77.68 | 0.3 | 0.07 | 1 | 1 | 0 | 0 | 0 | 0 |  | 0 | 0 | Bearing Man Group | 0 | 0 | 0 | Overstocked
16183 | CA 150 MD E RF | FM - VORTICE |  | 0.07 | 1.08 | 1 | 1 | 0 | 0 | 0 | 0 |  | 0 | 0 | Vortice | 0 | 0 |  | Overstocked
16185 | CA 200 MD E RF | FM - VORTICE | 0 |  |  | 1 | 1 | 0 | 0 | 0 | 0 |  | 0 | 0 | Vortice | 0 | 0 | 0 | Under ROP
16702 | PRA GLD FLP TTECH SWA D/COMP NO1 M20 |  | 247.02 | 0.57 | 0.16 | 1 | 1 | 1 | 0 | 1 | 2 |  | 0 | 0 | Pratley (Pty) Ltd | 0 | 0 | 0 | Overstocked
168-37 | FAS3212LF RIVET FA - 3.2MMX12MM POP RIVETS | FM - WORKS | 0.24 | 0.31 | 0.36 | 1 | 1 | 0 | 0 | 0 | 0 |  | 0 | 0 | Atlantic Lighting & Electrical distributors | 0 | 0 | 0 | Overstocked
16X1 THREADED ROD 8 . 8 ZINC BLUE 16X1 975 8 .8 ZB | 16X1 THREADED ROD 8 . 8 ZINC BLUE 16X1 975 8 .8 ZB | FASTENERS | 96 | 0.5 | 0.47 | 1 | 1 | 0 | 0 | 0 | 0 |  | 0 | 0 | M&D SPECIALISED FASTENERS (PTY) LTD | 0 | 0 | 0 | Overstocked
17001 | LINEO 100 VO | FM - VORTICE | 0 |  |  | 1 | 1 | 0 | 0 | 0 | 0 |  | 0 | 0 | Vortice | 0 | 0 | 0 | Overstocked
17004 | LINEO 160 VO | FM - VORTICE | 0 |  |  | 1 | 1 | 0 | 0 | 0 | 0 |  | 0 | 0 | Vortice | 0 | 0 | 0 | Overstocked
17005 | LINEO 1000 VO | FM - VORTICE | 0 |  |  | 1 | 1 | 0 | 0 | 0 | 0 |  | 0 | 0 | Vortice | 0 | 0 | 0 | Overstocked
17009 | LINEO 250 VO | FM - VORTICE | 0 |  |  | 1 | 1 | 0 | 0 | 0 | 0 |  | 0 | 0 | Vortice | 0 | 0 | 0 | Overstocked
17013 | LINEO 125 VO KIT | FM - VORTICE | 0 |  |  | 1 | 1 | 0 | 0 | 0 | 0 |  | 0 | 0 | Vortice | 0 | 0 | 0 | Overstocked
17021 | LINEO 100 TVO | FM - VORTICE | 0 |  |  | 1 | 1 | 0 | 0 | 0 | 0 |  | 0 | 0 | Vortice | 0 | 0 | 0 | Overstocked
17022 | LINEO 125 TVO | FM - VORTICE | 0 |  |  | 1 | 1 | 0 | 0 | 0 | 0 |  | 0 | 0 | Vortice | 0 | 0 | 0 | Overstocked
17023 | LINEO 150 TVO | FM - VORTICE | 0 |  |  | 1 | 1 | 0 | 0 | 0 | 0 |  | 0 | 0 | Vortice | 0 | 0 | 0 | Overstocked
17143 | LINEO 100 Q | FM - VORTICE | 0 |  |  | 1 | 1 | 0 | 0 | 0 | 0 |  | 0 | 0 | Vortice | 0 | 0 | 0 | Under ROP
17144 | LINEO 100 | FM - VORTICE | 0 |  |  | 1 | 1 | 0 | 0 | 0 | 0 |  | 0 | 0 | Vortice | 0 | 0 | 0 | Under ROP
17145 | LINEO 125 | FM - VORTICE | 1693.2021 | 1.11 | 1.25 | 1 | 1 | 1 | 1 | 2 | 3 |  | 0 | 0 | Vortice | 0 | 0 | 0 | Overstocked
17146 | LINEO 150 | FM - VORTICE | 1957.7025 | 1.33 | 1.02 | 1 | 1 | 1 | 1 | 2 | 3 |  | 0 | 3 | Vortice | 0 | 3 | 5873.11 | Under ROP
17147 | LINEO 160 | FM - VORTICE | 0 |  |  | 1 | 1 | 0 | 0 | 0 | 0 |  | 0 | 0 | Vortice | 0 | 0 | 0 | Under ROP
17148 | LINEO 200 Q | FM - VORTICE | 2205.4314 |  |  | 1 | 1 | 0 | 0 | 0 | 0 |  | 0 | 0 | Vortice | 0 | 0 | 0 | Overstocked
17149 | LINEO 250 Q | FM - VORTICE | 0 |  |  | 1 | 1 | 0 | 0 | 0 | 0 |  | 0 | 0 | Vortice | 0 | 0 | 0 | Under ROP
17160 | LINEO 100 QUIET | FM - VORTICE | 2176.9742 | 0.51 | 1.07 | 1 | 1 | 1 | 1 | 2 | 3 |  | 0 | 0 | Vortice | 0 | 0 | 0 | Overstocked
17161 | LINEO 125 QUIET | FM - VORTICE | 2262.3457 | 1 | 1.17 | 1 | 1 | 1 | 1 | 2 | 3 |  | 0 | 0 | Vortice | 0 | 0 | 0 | Overstocked
17162 | LINEO 150 QUIET | FM - VORTICE | 2535.975 | 2.15 | 0.96 | 1 | 1 | 2 | 2 | 4 | 6 |  | 0 | 0 | Vortice | 0 | 0 | 0 | Overstocked
17163 | LINEO 160 QUIET | FM - VORTICE | 0 |  |  | 1 | 1 | 0 | 0 | 0 | 0 |  | 0 | 0 | Vortice | 0 | 0 | 0 | Under ROP
17164 | LINEO 200 QUIET | FM - VORTICE | 3750.1425 | 2.11 | 0.97 | 1 | 1 | 2 | 2 | 4 | 6 |  | 0 | 0 | Vortice | 0 | 0 | 0 | Overstocked
17165 | LINEO 250 QUIET | FM - VORTICE | 7427.3237 | 1 | 0.73 | 1 | 1 | 1 | 1 | 2 | 3 |  | 0 | 0 | Vortice | 0 | 0 | 0 | Overstocked
17166 | LINEO 315 QUIET | FM - VORTICE | 9860.4124 | 1 | 0.62 | 1 | 1 | 1 | 1 | 2 | 3 |  | 0 | 0 | Vortice | 0 | 0 | 0 | Overstocked
17177 | LINEO 200 T | FM - VORTICE | 0 |  |  | 1 | 1 | 0 | 0 | 0 | 0 |  | 0 | 0 | Vortice | 0 | 0 | 0 | Overstocked
17180 | LINEO 200 | FM - VORTICE | 2618.0604 | 1.36 | 1 | 1 | 1 | 1 | 1 | 2 | 3 |  | 0 | 0 | Vortice | 0 | 0 | 0 | Overstocked
17181 | LINEO 250 | FM - VORTICE | 3941.3193 | 0.91 | 0.34 | 1 | 1 | 1 | 0 | 1 | 2 |  | 0 | 0 | Vortice | 0 | 0 | 0 | Overstocked
17182 | LINEO 315 | FM - VORTICE | 4475.25 | 2 | 0.8 | 1 | 1 | 2 | 2 | 4 | 6 |  | 0 | 0 | Vortice | 0 | 0 | 0 | Healthy
17184 | LINEO 100 Q T | FM - VORTICE | 0 |  |  | 1 | 1 | 0 | 0 | 0 | 0 |  | 0 | 0 | Vortice | 0 | 0 | 0 | Under ROP
17185 | LINEO 100 T | FM - VORTICE | 0 |  |  | 1 | 1 | 0 | 0 | 0 | 0 |  | 0 | 0 | Vortice | 0 | 0 | 0 | Under ROP
17186 | LINEO 125 T | FM - VORTICE | 0 |  |  | 1 | 1 | 0 | 0 | 0 | 0 |  | 0 | 0 | Vortice | 0 | 0 | 0 | Under ROP
17187 | LINEO 150 T | FM - VORTICE | 0 |  |  | 1 | 1 | 0 | 0 | 0 | 0 |  | 0 | 0 | Vortice | 0 | 0 | 0 | Under ROP
17188 | LINEO 160 T | FM - VORTICE | 0 |  |  | 1 | 1 | 0 | 0 | 0 | 0 |  | 0 | 0 | Vortice | 0 | 0 | 0 | Under ROP
18.5KW 4P 380V IP55 300 C/2HR | WEG SMOKEX PAD W22 MOTOR | FM - MOTORS |  | 0.03 | 0.13 | 1 | 1 | 0 | 0 | 0 | 0 |  | 0 | 0 | WEG South Africa | 0 | 0 |  | Overstocked
1813521 | AT 18/13 SC - Single Unit | FM - NICOTRA | 5051.25 | 0.09 | 0.3 | 1 | 1 | 0 | 0 | 0 | 0 |  | 0 | 0 | Nicotra | 0 | 0 | 0 | Overstocked
1818521 | AT 18/18 SC - Single Unit | FM - NICOTRA | 5109.75 | 1 | 0.35 | 1 | 1 | 1 | 0 | 1 | 2 |  | 0 | 2 | Nicotra | 0 | 2 | 10219.5 | Under ROP
1818522 | AT 18/18 SC2 - Double Unit | FM - NICOTRA | 0 |  |  | 1 | 1 | 0 | 0 | 0 | 0 |  | 0 | 0 | Nicotra | 0 | 0 | 0 | Under ROP
18INLET-CONE | 18 Inch Inlet Cone | FM - DONKIN | 630 | 0.06 | 0.13 | 1 | 1 | 0 | 0 | 0 | 0 |  | 0 | 0 | Centrifab (Pty) Ltd | 0 | 0 | 0 | Overstocked
1920 | RENTAL MONTHLY | CONSUMABLES | 208.69 | 3 | 0.16 | 1 | 1 | 3 | 0 | 3 | 6 |  | 0 | 0 | INTROWELD CC | 0 | 0 | 0 | Overstocked
19220 | METAL DRY AUTOMATIC |  | 0 |  |  | 1 | 1 | 0 | 0 | 0 | 0 |  | 0 | 0 |  | 0 | 0 | 0 | Under ROP
194832 | M10 FLAT WASHER DIN 125A ZINC BLUE (10 .5i/dx20o/dX2thk) | FASTENERS | 0.2 | 13 | 0.1 | 1 | 1 | 13 | 1 | 14 | 27 |  | 0 | 0 | M&D SPECIALISED FASTENERS (PTY) LTD | 0 | 0 | 0 | Overstocked
194843 | M12 FLAT WASHER DIN 125A ZINC BLUE (13i/d x 24o/d x 2 .5 thk) | FASTENERS | 0.4 | 44.38 | 0.34 | 1 | 1 | 44 | 15 | 59 | 103 |  | 0 | 0 | M&D SPECIALISED FASTENERS (PTY) LTD | 0 | 0 | 0 | Overstocked
194856 | M16 FLAT WASHER DIN 125A ZINC BLUE (17i/d x 30o/d X 3thk) | FASTENERS | 0.8 | 38.1 | 0.39 | 1 | 1 | 38 | 15 | 53 | 91 |  | 0 | 0 | M&D SPECIALISED FASTENERS (PTY) LTD | 0 | 0 | 0 | Overstocked
194916 | M6 (6.4 X12X1.6) FLAT WASHER DIN 125A ZINC BLUE | FASTENERS | 0.08 | 16.67 | 0.1 | 1 | 1 | 17 | 2 | 19 | 36 |  | 0 | 0 | M&D SPECIALISED FASTENERS (PTY) LTD | 0 | 0 | 0 | Overstocked
194925 | M8 FLAT WASHER DIN 125A ZINC BLUE (8 . 4ID*16OD*1 . 6THICK) | FASTENERS | 0.12 | 8 | 0.1 | 1 | 1 | 8 | 1 | 9 | 17 |  | 0 | 0 | M&D SPECIALISED FASTENERS (PTY) LTD | 0 | 0 | 0 | Overstocked
2.2 kw VSD | Speed controller | VSD | 0 | 1 | 0.92 | 1 | 1 | 1 | 1 | 2 | 3 |  | 0 | 3 | AM SYSTEMS INTEGRATIONS (PTY) LTD | 0 | 3 | 0 | Under ROP
2.223PM | 2.2kW 2P 380V Pad Mount Motor | FM - MOTORS | 2304 | 1.85 | 1.31 | 1 | 1 | 2 | 2 | 4 | 6 |  | 0 | 0 | ACTOM | 0 | 0 | 0 | Overstocked
2.243FM | 2.2kW 4P 380V Foot Mount Motor | FM - MOTORS |  | 0.4 | 0.46 | 1 | 1 | 0 | 0 | 0 | 0 |  | 0 | 0 | ACTOM | 0 | 0 |  | Overstocked
2.243PM | 2.2kW 4P 380V Pad Mount Motor | FM - MOTORS | 2892 | 4.95 | 0.97 | 1 | 1 | 5 | 5 | 10 | 15 |  | 4 | 0 | ACTOM | 0 | 0 | 0 | Overstocked
2.263PM | 2.2kW 6P 380V Pad Mount Motor |  | 0 |  |  | 1 | 1 | 0 | 0 | 0 | 0 |  | 0 | 0 |  | 0 | 0 | 0 | Under ROP
2.2kW VSD ENC. | 2.2kW Variable Speed Enclosure | VSD |  | 3 | 0.92 | 1 | 1 | 3 | 3 | 6 | 9 |  | 0 | 9 | AM SYSTEMS INTEGRATIONS (PTY) LTD | 0 | 9 |  | Under ROP
200220VSD | 220kW 220V VSD |  |  |  |  | 1 | 1 | 0 | 0 | 0 | 0 |  | 0 | 0 |  | 0 | 0 |  | Under ROP
200LS | Louvre Shutter |  | 0 |  |  | 1 | 1 | 0 | 0 | 0 | 0 |  | 0 | 0 |  | 0 | 0 | 0 | Under ROP
200T1200 | 200 Diam Tube Silencer 1200L | FM - DONKIN | 727 | 0.7 | 0.07 | 1 | 1 | 1 | 0 | 1 | 2 |  | 0 | 2 | Attenu-Tec | 0 | 2 | 1454 | Under ROP
200T300 | 200 Diam Tube Silencer 300L | FM - DONKIN | 0 |  |  | 1 | 1 | 0 | 0 | 0 | 0 |  | 0 | 0 |  | 0 | 0 | 0 | Under ROP
200T600 | 200 Diam Tube Silencer 600L | FM - TUBES | 250 | 5.88 | 0.59 | 0.5 | 1 | 3 | 3 | 6 | 12 |  | 0 | 12 | Attenu-Tec | 0 | 12 | 3000 | Under ROP
200T900 | 200 Diam Tube Silencer 900L | FM - DONKIN | 623 |  |  | 1 | 1 | 0 | 0 | 0 | 0 |  | 0 | 0 | Attenu-Tec | 0 | 0 | 0 | Under ROP
2012X25MM. | TAPER LOCK BUSH METRIC 2012 25MM FENNER |  | 100.65 | 0.17 | 0 | 1 | 1 | 0 | 0 | 0 | 0 |  | 0 | 0 | Bearing Man Group | 0 | 0 | 0 | Overstocked
2012X38MM | TAPER LOCK BUSH METRIC 2012 38MM FENNER |  | 100.65 | 0.22 | 0.91 | 1 | 1 | 0 | 0 | 0 | 0 |  | 0 | 0 | Bearing Man Group | 0 | 0 | 0 | Overstocked
21113 | GV2 ME04 |  | 0 |  |  | 1 | 1 | 0 | 0 | 0 | 0 |  | 0 | 0 |  | 0 | 0 | 0 | Under ROP
214165 | M10X25X2 FLAT WASHER Z/BLUE | FASTENERS | 0.5 | 5.56 | 0.1 | 1 | 1 | 6 | 1 | 7 | 13 |  | 0 | 0 | M&D SPECIALISED FASTENERS (PTY) LTD | 0 | 0 | 0 | Overstocked
214899 | M12X30X3 FLAT WASHER Z/BLUE | FASTENERS | 0.8 | 5.56 | 0.1 | 1 | 1 | 6 | 1 | 7 | 13 |  | 0 | 0 | M&D SPECIALISED FASTENERS (PTY) LTD | 0 | 0 | 0 | Overstocked
220025 | M8 . 4*20*3 FLAT WASHER Z/BLUE | FASTENERS | 1.8 | 5.56 | 0.1 | 1 | 1 | 6 | 1 | 7 | 13 |  | 0 | 0 | M&D SPECIALISED FASTENERS (PTY) LTD | 0 | 0 | 0 | Overstocked
22010 | 100 Wall Fans | FM - VORTICE | 0 |  |  | 1 | 1 | 0 | 0 | 0 | 0 |  | 0 | 0 | Vortice | 0 | 0 | 0 | Overstocked
22020 | 120/150 Wall Fixed Grills | FM - VORTICE | 56.71 | 2.91 | 0 | 1 | 1 | 3 | 0 | 3 | 6 |  | 0 | 0 | Vortice | 0 | 0 | 0 | Overstocked
22131 | F 100 / 4 WINDOW KIT | FM - VORTICE | 0 |  |  | 1 | 1 | 0 | 0 | 0 | 0 |  | 0 | 0 | Vortice | 0 | 0 | 0 | Overstocked
22132 | F 120 / 5 WINDOW KIT | FM - VORTICE | 0 |  |  | 1 | 1 | 0 | 0 | 0 | 0 |  | 0 | 0 | Vortice | 0 | 0 | 0 | Overstocked
22133 | F 150 / 6 WINDOW KIT | FM - VORTICE | 0 |  |  | 1 | 1 | 0 | 0 | 0 | 0 |  | 0 | 0 | Vortice | 0 | 0 | 0 | Overstocked
221331 | M150/6 Spare Motor | FM - VORTICE | 0 |  |  | 1 | 1 | 0 | 0 | 0 | 0 |  | 0 | 0 | Vortice | 0 | 0 | 0 | Under ROP
22154 | S 100 / 4 CEILING KIT | FM - VORTICE | 0 |  |  | 1 | 1 | 0 | 0 | 0 | 0 |  | 0 | 0 | Vortice | 0 | 0 | 0 | Overstocked
22155 | S 120 / 5 CEILING KIT | FM - VORTICE | 0 |  |  | 1 | 1 | 0 | 0 | 0 | 0 |  | 0 | 0 | Vortice | 0 | 0 | 0 | Under ROP
22156 | S 150 / 6 CEILING KIT | FM - VORTICE | 0 |  |  | 1 | 1 | 0 | 0 | 0 | 0 |  | 0 | 0 | Vortice | 0 | 0 | 0 | Under ROP
22165 | FG 100 FIXED GRILLE (VOR 22165) | FM - VORTICE | 47.94 |  |  | 1 | 1 | 0 | 0 | 0 | 0 |  | 0 | 0 | Vortice | 0 | 0 | 0 | Overstocked
22167 | FG 150 FIXED GRILLE (VOR 22167) | FM - VORTICE | 31.15 |  |  | 1 | 1 | 0 | 0 | 0 | 0 |  | 0 | 0 | Vortice | 0 | 0 | 0 | Overstocked
2243FM | 22kW 4P 380V Foot Mount Motor | FM - DONKIN |  | 1 | 0.92 | 1 | 1 | 1 | 1 | 2 | 3 |  | 0 | 1 | ACTOM | 0 | 1 |  | Under ROP
22668 | CA-FU 125 | FM - VORTICE | 0 |  |  | 1 | 1 | 0 | 0 | 0 | 0 |  | 0 | 0 | Vortice | 0 | 0 | 0 | Overstocked
22M16X150 | M16 X 150 HT Setscrews |  | 26 | 0.38 | 0.72 | 1 | 1 | 0 | 0 | 0 | 0 |  | 0 | 0 | MADAN Engineering cc | 0 | 0 | 0 | Overstocked
235829 | M16*120 HT HEX BOLT Z/BLUE | FASTENERS | 16 | 0.19 | 0.16 | 1 | 1 | 0 | 0 | 0 | 0 |  | 0 | 0 | M&D SPECIALISED FASTENERS (PTY) LTD | 0 | 0 | 0 | Overstocked
237756 | M10*16 HT HEX SET SCREW Z/BLUE | FASTENERS | 1.8 | 8 | 0.1 | 0.5 | 1 | 4 | 1 | 5 | 13 |  | 0 | 0 | M&D SPECIALISED FASTENERS (PTY) LTD | 0 | 0 | 0 | Overstocked
237939 | M12*20 HT HEX SET SCREW Z/BLUE 12X20 933 8.8 ZB | FASTENERS | 3 | 8 | 0.1 | 1 | 1 | 8 | 1 | 9 | 17 |  | 0 | 0 | M&D SPECIALISED FASTENERS (PTY) LTD | 0 | 0 | 0 | Overstocked
237993 | M12*40 HT HEX SET SCREW Z/BLUE | FASTENERS | 4 |  | 1 | 0.5 | 1 | 25 | 50 | 75 | 125 |  | 0 | 125 |  | 0 | 125 | 500 | Under ROP
238028 | M12*60 HT HEX SET SCREW Z/BLUE | FASTENERS | 4.4 | 4.19 | 0.49 | 0.5 | 1 | 2 | 2 | 4 | 8 |  | 0 | 0 | M&D SPECIALISED FASTENERS (PTY) LTD | 0 | 0 | 0 | Overstocked
238062 | M12*90 HT HEX SET SCREW Z/BLUE | FASTENERS | 5.9 | 3.81 | 0.39 | 0.5 | 1 | 2 | 1 | 3 | 7 |  | 0 | 0 | M&D SPECIALISED FASTENERS (PTY) LTD | 0 | 0 | 0 | Overstocked
238152 | M16*100 HT HEX SET SCREW Z/BLUE | FASTENERS | 12.5 | 9.52 | 0.24 | 0.5 | 1 | 5 | 2 | 7 | 17 |  | 0 | 0 | M&D SPECIALISED FASTENERS (PTY) LTD | 0 | 0 | 0 | Overstocked
238166 | M16*120 HT HEX SET SCREW Z/BLUE | FASTENERS | 18 | 4.76 | 0.3 | 1 | 1 | 5 | 1 | 6 | 11 |  | 0 | 0 | M&D SPECIALISED FASTENERS (PTY) LTD | 0 | 0 | 0 | Overstocked
238185 | M16*150 HT HEX SET SCREW ZINC BLUE | FASTENERS | 20 | 5.71 | 0.33 | 1 | 1 | 6 | 2 | 8 | 14 |  | 0 | 0 | M&D SPECIALISED FASTENERS (PTY) LTD | 0 | 0 | 0 | Overstocked
238307 | M16*80 HT HEX SET SCREW Z/BLUE | FASTENERS | 11 | 0.95 | 0.69 | 1 | 1 | 1 | 1 | 2 | 3 |  | 0 | 0 | M&D SPECIALISED FASTENERS (PTY) LTD | 0 | 0 | 0 | Overstocked
239044 | M5*16 HT HEX SET SCREW Z/BLUE | FASTENERS | 0.4 | 11.11 | 0.1 | 1 | 1 | 11 | 1 | 12 | 23 |  | 0 | 0 | M&D SPECIALISED FASTENERS (PTY) LTD | 0 | 0 | 0 | Overstocked
239158 | M6*25 HT HEX SET SCREW Z/BLUE | FASTENERS | 0.65 | 16.67 | 0.1 | 1 | 1 | 17 | 2 | 19 | 36 |  | 0 | 0 | M&D SPECIALISED FASTENERS (PTY) LTD | 0 | 0 | 0 | Overstocked
239281 | M8*16 HT SET SCREW Z/BLUE | FASTENERS | 0.9 | 8 | 0.1 | 1 | 1 | 8 | 1 | 9 | 17 |  | 0 | 0 | M&D SPECIALISED FASTENERS (PTY) LTD | 0 | 0 | 0 | Overstocked
241419 | M10 (10.5X20X2) DIN 125 FLAT WASHER S/S 304 - A2 | FASTENERS | 0.4 | 10 | 0.16 | 1 | 1 | 10 | 2 | 12 | 22 |  | 0 | 0 | M&D SPECIALISED FASTENERS (PTY) LTD | 0 | 0 | 0 | Overstocked
241420 | M12 FLAT WASHER DIN 125A - (13i/dX24o/dX2.5thk) S/S 304 - A2 | FASTENERS | 0.8 | 27.67 | 0.2 | 1 | 1 | 28 | 6 | 34 | 62 |  | 0 | 0 | M&D SPECIALISED FASTENERS (PTY) LTD | 0 | 0 | 0 | Overstocked
241421 | M16 (17X30X3) FLAT WASHER DIN 125A S/S 304 - A2 | FASTENERS | 1.3 | 23.33 | 0.2 | 1 | 1 | 23 | 5 | 28 | 51 |  | 0 | 0 | M&D SPECIALISED FASTENERS (PTY) LTD | 0 | 0 | 0 | Overstocked
241440 | M5 FLAT WASHER DIN 125A S/S 304 - A2 -(5.3i/d X 10o/d X 1thk) | FASTENERS | 0.06 | 10 | 0.16 | 1 | 1 | 10 | 2 | 12 | 22 |  | 0 | 0 | M&D SPECIALISED FASTENERS (PTY) LTD | 0 | 0 | 0 | Overstocked
241442 | M6 FLAT WASHER DIN 125A S/S 304 - A2 - (6.4X12.5X1.6) | FASTENERS | 0.15 | 10 | 0.16 | 1 | 1 | 10 | 2 | 12 | 22 |  | 0 | 0 | M&D SPECIALISED FASTENERS (PTY) LTD | 0 | 0 | 0 | Overstocked
244896 | M10*25 HEX SET SCREW S/S 304 - A2 | FASTENERS | 3 | 10 | 0.16 | 1 | 1 | 10 | 2 | 12 | 22 |  | 0 | 0 | M&D SPECIALISED FASTENERS (PTY) LTD | 0 | 0 | 0 | Overstocked
244949 | M12*25 HEX SET SCREW S/S A2 - 304 | FASTENERS | 4.5 | 10 | 0.16 | 1 | 1 | 10 | 2 | 12 | 22 |  | 0 | 0 | M&D SPECIALISED FASTENERS (PTY) LTD | 0 | 0 | 0 | Overstocked
244999 | M16X120 A2 HEX SET SCREW | FASTENERS | 45 | 6.67 | 0.2 | 1 | 1 | 7 | 1 | 8 | 15 |  | 0 | 0 | M&D SPECIALISED FASTENERS (PTY) LTD | 0 | 0 | 0 | Overstocked
245022 | M16*60 HEX SET SCREW S/S A2 - 304 | FASTENERS | 15 | 0.67 | 0.23 | 1 | 1 | 1 | 0 | 1 | 2 |  | 0 | 0 | M&D SPECIALISED FASTENERS (PTY) LTD | 0 | 0 | 0 | Overstocked
245035 | M16*90 A2 HEX SET SCREW | FASTENERS | 20 | 0.67 | 0.23 | 1 | 1 | 1 | 0 | 1 | 2 |  | 0 | 0 | M&D SPECIALISED FASTENERS (PTY) LTD | 0 | 0 | 0 | Overstocked
2450x1225x2mm | HR Sheet CQ 2450x1225x2mm | FABRICATION | 701.44 | 2 | 0.03 | 1 | 1 | 2 | 0 | 2 | 4 |  | 0 | 0 | NJR STEEL - ALRODE (PTY) LTD | 0 | 0 | 0 | Healthy
2450x1225x3mm | HR Sheet SAE1008 2450x1225x3 | CASING |  | 1 | 0 | 1 | 1 | 1 | 0 | 1 | 2 |  | 0 | 2 | NJR STEEL - ALRODE (PTY) LTD | 0 | 2 |  | Under ROP
2450x1225x4mm | HR Sheet CQ 2450x1225x4 mm | FM - FABRICATION |  | 2 | 0.03 | 1 | 1 | 2 | 0 | 2 | 4 |  | 0 | 2 | NJR STEEL - ALRODE (PTY) LTD | 0 | 2 |  | Under ROP
245199 | M5*16 HEX SET SCREW S/S 304 - A2 | FASTENERS | 0.65 | 35 | 0.16 | 1 | 1 | 35 | 6 | 41 | 76 |  | 0 | 0 | M&D SPECIALISED FASTENERS (PTY) LTD | 0 | 0 | 0 | Overstocked
245232 | M6*16 A2 HEX SET SCREW | FASTENERS | 0.8 | 35 | 0.16 | 1 | 1 | 35 | 6 | 41 | 76 |  | 0 | 0 | M&D SPECIALISED FASTENERS (PTY) LTD | 0 | 0 | 0 | Overstocked
245328 | M12 HEX NUT S/S 304 - A2 | FASTENERS | 1.8 | 12 | 0.2 | 1 | 1 | 12 | 2 | 14 | 26 |  | 0 | 0 | M&D SPECIALISED FASTENERS (PTY) LTD | 0 | 0 | 0 | Overstocked
245333 | M16 HEX NUT S/S A2 304 | FASTENERS | 3.5 | 20 | 0.2 | 1 | 1 | 20 | 4 | 24 | 44 |  | 0 | 0 | M&D SPECIALISED FASTENERS (PTY) LTD | 0 | 0 | 0 | Overstocked
245381 | M5 HEX NUTS S/S 304 - A2 | FASTENERS | 0.2 | 25 | 0.16 | 1 | 1 | 25 | 4 | 29 | 54 |  | 0 | 0 | M&D SPECIALISED FASTENERS (PTY) LTD | 0 | 0 | 0 | Overstocked
245388 | M6 HEX NUT S/S 304 - A2 | FASTENERS | 0.3 | 25 | 0.16 | 1 | 1 | 25 | 4 | 29 | 54 |  | 0 | 0 | M&D SPECIALISED FASTENERS (PTY) LTD | 0 | 0 | 0 | Overstocked
24VDC | 24VDV, KL, Plug, 119x119x38mm, Compact fan |  | 0 |  |  | 1 | 1 | 0 | 0 | 0 | 0 |  | 0 | 0 |  | 0 | 0 | 0 | Under ROP
25.4*6-2RTUBE | 25,4*1.6-2mm Round Tube Die Set (Die CLR 93mm) | FM - FABRICATION |  |  |  | 1 | 1 | 0 | 0 | 0 | 0 |  | 0 | 0 | Strongman Metal Tools CC | 0 | 0 |  | Under ROP
250 WL | Weather Louvre |  | 0 |  |  | 1 | 1 | 0 | 0 | 0 | 0 |  | 0 | 0 |  | 0 | 0 | 0 | Under ROP
250/355 WC | Wall Cowl Galvanized | FM - DONKIN | 653 | 0.3 | 0.2 | 1 | 1 | 0 | 0 | 0 | 0 |  | 0 | 0 | Attenu-Tec HVAC Parts | 0 | 0 | 0 | Overstocked
25001 | PRA BLANKING PLUG FLP Exd 20mm |  | 54.56 | 0.11 | 0.07 | 1 | 1 | 0 | 0 | 0 | 0 |  | 0 | 0 | Pratley (Pty) Ltd | 0 | 0 | 0 | Overstocked
25012CL | 250/12 Clamp - To Suit 38mm and 42mm Bore Hubs | FM - IMPELLER | 297 |  | 1 | 0.5 | 1 | 2 | 4 | 6 | 10 |  | 0 | 0 | CFW Fans (Pty) Ltd | 0 | 0 | 0 | Overstocked
25012CL38 | 250/12 Clamp - 38mm |  | 0 |  |  | 1 | 1 | 0 | 0 | 0 | 0 |  | 0 | 0 |  | 0 | 0 | 0 | Under ROP
25012CL42 | 250/12 Clamp - 42mm |  | 0 |  |  | 1 | 1 | 0 | 0 | 0 | 0 |  | 0 | 0 |  | 0 | 0 | 0 | Under ROP
25012H19 | 250/12 Hub - 19mm bore | FM - IMPELLER | 384 | 0.36 | 0.1 | 0.5 | 1 | 0 | 0 | 0 | 0 |  | 0 | 0 | CFW Fans (Pty) Ltd | 0 | 0 | 0 | Overstocked
25012H24 | 250/12 Hub - 24mm bore | FM - IMPELLER | 384 | 1.43 | 0.11 | 0.5 | 1 | 1 | 0 | 1 | 2 |  | 0 | 0 | CFW Fans (Pty) Ltd | 0 | 0 | 0 | Overstocked
25012H28 | 250/12 Hub - 28mm bore | FM - IMPELLER | 384 | 0.86 | 0.09 | 0.5 | 1 | 0 | 0 | 0 | 1 |  | 0 | 0 | CFW Fans (Pty) Ltd | 0 | 0 | 0 | Overstocked
25012H38 | 250/12 Hub - 38mm bore | FM - IMPELLER | 384 | 0.55 | 0.13 | 0.5 | 1 | 0 | 0 | 0 | 1 |  | 0 | 0 | CFW Fans (Pty) Ltd | 0 | 0 | 0 | Overstocked
25012H42 | 250/12 Hub - 42mm bore | FM - IMPELLER | 384 | 0.27 | 0.26 | 0.5 | 1 | 0 | 0 | 0 | 0 |  | 0 | 0 | CFW Fans (Pty) Ltd | 0 | 0 | 0 | Overstocked
250LS | Louvre Shutter |  | 0 |  |  | 1 | 1 | 0 | 0 | 0 | 0 |  | 0 | 0 |  | 0 | 0 | 0 | Under ROP
250T1200 | 250 Diam Tube Silencer 1200L | FM - DONKIN | 818 | 0.13 | 0.07 | 1 | 1 | 0 | 0 | 0 | 0 |  | 0 | 0 | Attenu-Tec | 0 | 0 | 0 | Under ROP
250T300 | 250 Diam Tube Silencer 300L | FM - DONKIN | 0 |  |  | 1 | 1 | 0 | 0 | 0 | 0 |  | 0 | 0 |  | 0 | 0 | 0 | Under ROP
250T600 | 250 Diam Tube Silencer 600L | FM - TUBES | 595 | 4.38 | 0.54 | 0.5 | 1 | 2 | 2 | 4 | 8 |  | 0 | 4 | Attenu-Tec | 0 | 4 | 2380 | Under ROP
2517X25MM. | TAPER LOCK BUSH METRIC 2517 25MM FENNER |  | 159.27 | 0.71 | 1.87 | 1 | 1 | 1 | 1 | 2 | 3 |  | 0 | 0 | Bearing Man Group | 0 | 0 | 0 | Overstocked
2517X28MM | TAPER LOCK BUSH METRIC 2517 28MM FENNER |  | 154.81 | 0.07 | 0.13 | 1 | 1 | 0 | 0 | 0 | 0 |  | 0 | 0 | Bearing Man Group | 0 | 0 | 0 | Overstocked
2517X35MM | TAPER LOCK BUSH METRIC 2517 35MM FENNER |  | 170.11 | 0.11 | 0.07 | 1 | 1 | 0 | 0 | 0 | 0 |  | 0 | 0 | Bearing Man Group | 0 | 0 | 0 | Overstocked
255557 | Stop Start Panel - ABB |  | 0 |  |  | 1 | 1 | 0 | 0 | 0 | 0 |  | 0 | 0 |  | 0 | 0 | 0 | Under ROP
257799 | M10 DIN 934 GRADE 8.8 HEX NUT - Satinless Steel | FASTENERS | 1.5 | 10 | 0.23 | 1 | 1 | 10 | 2 | 12 | 22 |  | 0 | 0 | M&D SPECIALISED FASTENERS (PTY) LTD | 0 | 0 | 0 | Overstocked
257855 | M16 GR8 HEX NUT Z/BLUE | FASTENERS | 6.5 | 29.05 | 0.26 | 1 | 1 | 29 | 8 | 37 | 66 |  | 0 | 0 | M&D SPECIALISED FASTENERS (PTY) LTD | 0 | 0 | 0 | Overstocked
258032 | M5 HT HEX NUT Z/BLUE | FASTENERS | 0.15 | 11.11 | 0.1 | 0.5 | 1 | 6 | 1 | 7 | 18 |  | 0 | 0 | M&D SPECIALISED FASTENERS (PTY) LTD | 0 | 0 | 0 | Overstocked
258205 | M12 HT NYLOCK NUT | FASTENERS | 0.9 | 3.33 | 0 | 0.5 | 1 | 2 | 0 | 2 | 5 |  | 0 | 0 | M&D SPECIALISED FASTENERS (PTY) LTD | 0 | 0 | 0 | Overstocked
258306 | M6 HT NYLOCK NUT | FASTENERS | 0.2 | 16.67 | 0.1 | 0.5 | 1 | 8 | 2 | 10 | 27 |  | 0 | 0 | M&D SPECIALISED FASTENERS (PTY) LTD | 0 | 0 | 0 | Overstocked
25CA10 | Manifold Filter 5'' |  | 0 |  |  | 1 | 1 | 0 | 0 | 0 | 0 |  | 0 | 0 |  | 0 | 0 | 0 | Under ROP
25FF10J20 | Filtro - FLANGIA DN100 - CON 2 PRESE DI PRESSIONE 1/4 GAS E TAPPI - Item Code: FF10J20 |  | 0 |  |  | 1 | 1 | 0 | 0 | 0 | 0 |  | 0 | 0 |  | 0 | 0 | 0 | Under ROP
25FL10 | Filter FL10 |  | 0 |  |  | 1 | 1 | 0 | 0 | 0 | 0 |  | 0 | 0 |  | 0 | 0 | 0 | Under ROP
25FL8 | FILTER FL8 |  | 0 |  |  | 1 | 1 | 0 | 0 | 0 | 0 |  | 0 | 0 |  | 0 | 0 | 0 | Under ROP
25FL9 | Filter FL9 |  | 0 |  |  | 1 | 1 | 0 | 0 | 0 | 0 |  | 0 | 0 |  | 0 | 0 | 0 | Under ROP
25FM10. | FLEXIBLE SLEEVE FM 10 |  | 0 |  |  | 1 | 1 | 0 | 0 | 0 | 0 |  | 0 | 0 |  | 0 | 0 | 0 | Under ROP
25FM8 | Flexible Sleeve FM 8 |  | 0 |  |  | 1 | 1 | 0 | 0 | 0 | 0 |  | 0 | 0 |  | 0 | 0 | 0 | Under ROP
25MC 040 | PRESSURE GAUGE 0.600 M BAR |  | 0 |  |  | 1 | 1 | 0 | 0 | 0 | 0 |  | 0 | 0 |  | 0 | 0 | 0 | Under ROP
25MC040 | PRESSURE GAUGE 0-600 M.BAR |  | 0 |  |  | 1 | 1 | 0 | 0 | 0 | 0 |  | 0 | 0 |  | 0 | 0 | 0 | Under ROP
25MC050 | Pressure Gauge 0/+1000 mbar |  | 0 |  |  | 1 | 1 | 0 | 0 | 0 | 0 |  | 0 | 0 |  | 0 | 0 | 0 | Under ROP
25MP8 | Sleeve MP 8 with O-Ring |  | 0 |  |  | 1 | 1 | 0 | 0 | 0 | 0 |  | 0 | 0 |  | 0 | 0 | 0 | Under ROP
25PV10950 | Valve Holder G5 INOX VRL 9 L50 |  | 0 |  |  | 1 | 1 | 0 | 0 | 0 | 0 |  | 0 | 0 |  | 0 | 0 | 0 | Under ROP
25PV8650 | VALVE HOLDER G3'' INOX FOR VRL 6 L50 |  | 0 |  |  | 1 | 1 | 0 | 0 | 0 | 0 |  | 0 | 0 |  | 0 | 0 | 0 | Under ROP
25PV9650 | Valve Holder G4'' INOX FOR VRL 6 L50 |  | 0 |  |  | 1 | 1 | 0 | 0 | 0 | 0 |  | 0 | 0 |  | 0 | 0 | 0 | Under ROP
25SS8 | SILENCER SS 8 3'' |  | 0 |  |  | 1 | 1 | 0 | 0 | 0 | 0 |  | 0 | 0 |  | 0 | 0 | 0 | Under ROP
25SS950 | Silencer SS 9 (4'') GAS L50 |  | 0 |  |  | 1 | 1 | 0 | 0 | 0 | 0 |  | 0 | 0 |  | 0 | 0 | 0 | Under ROP
25TR8 | CONNECTOR FOR FILTERS 3'' |  | 0 |  |  | 1 | 1 | 0 | 0 | 0 | 0 |  | 0 | 0 |  | 0 | 0 | 0 | Under ROP
25TR9 | Connector For Filter 4'' |  | 0 |  |  | 1 | 1 | 0 | 0 | 0 | 0 |  | 0 | 0 |  | 0 | 0 | 0 | Under ROP
25VC10- | NON-RETURN VALVE |  | 0 |  |  | 1 | 1 | 0 | 0 | 0 | 0 |  | 0 | 0 |  | 0 | 0 | 0 | Under ROP
25VC8 | CHECK VALVE VC 8 |  | 0 |  |  | 1 | 1 | 0 | 0 | 0 | 0 |  | 0 | 0 |  | 0 | 0 | 0 | Under ROP
25VC9 | CHECK VALVE VC9 |  | 0 |  |  | 1 | 1 | 0 | 0 | 0 | 0 |  | 0 | 0 |  | 0 | 0 | 0 | Under ROP
25VRL6 G50 | RELIEF VALVE VRL 6 GAS L50 |  | 0 |  |  | 1 | 1 | 0 | 0 | 0 | 0 |  | 0 | 0 |  | 0 | 0 | 0 | Under ROP
25VRL6G50 | RELIEF VALVE VRL9 GAS L50 |  | 0 |  |  | 1 | 1 | 0 | 0 | 0 | 0 |  | 0 | 0 |  | 0 | 0 | 0 | Under ROP
25VRL6HPG50 | Flow Relief Valve VRL6 HP GAS L50 |  | 0 |  |  | 1 | 1 | 0 | 0 | 0 | 0 |  | 0 | 0 |  | 0 | 0 | 0 | Under ROP
25VRL9G50 | RELIEF VALVE VRL9 GAS L50 |  | 0 |  |  | 1 | 1 | 0 | 0 | 0 | 0 |  | 0 | 0 |  | 0 | 0 | 0 | Under ROP
26-29 | 4MM RED RING LUGS | FM - WORKS | 83.34 | 0.31 | 0.36 | 1 | 1 | 0 | 0 | 0 | 0 |  | 0 | 0 | Atlantic Lighting & Electrical distributors | 0 | 0 | 0 | Overstocked
26-30 | 5MM RED RING LUGS | FM - WORKS | 86.31 | 0.31 | 0.36 | 1 | 1 | 0 | 0 | 0 | 0 |  | 0 | 0 | Atlantic Lighting & Electrical distributors | 0 | 0 | 0 | Overstocked
26016666640A | HBA 112 T6 c/w 7.5Kw 6P 525V |  | 0 |  |  | 1 | 1 | 0 | 0 | 0 | 0 |  | 0 | 0 |  | 0 | 0 | 0 | Under ROP
26025 | DEUMIDO 10 | FM - VORTICE | 0 |  |  | 1 | 1 | 0 | 0 | 0 | 0 |  | 0 | 0 | Vortice Elettrosociali SpA | 0 | 0 | 0 | Overstocked
26027 | DEUMIDO 20 | FM - VORTICE | 0 |  |  | 1 | 1 | 0 | 0 | 0 | 0 |  | 0 | 0 | Vortice Elettrosociali SpA | 0 | 0 | 0 | Overstocked
267215 | M12 HEX NUT ZINC BLUE | FASTENERS | 1 | 33.52 | 0.39 | 0.5 | 1 | 17 | 13 | 30 | 64 |  | 0 | 0 | M&D SPECIALISED FASTENERS (PTY) LTD | 0 | 0 | 0 | Overstocked
3 MM PLT | Bending |  | 5 | 16 | 0.69 | 1 | 1 | 16 | 11 | 27 | 43 |  | 0 | 0 | Kart Shop TA Ultimate Laser Cutting | 0 | 0 | 0 | Overstocked
300 X 300 DG | DOOR GRILLE 300/300 NS NA |  | 0 |  |  | 1 | 1 | 0 | 0 | 0 | 0 |  | 0 | 0 |  | 0 | 0 | 0 | Under ROP
300 x 300 filter box | c/w filter, 450 x 450 weather louvre & double deflection grill |  | 0 |  |  | 1 | 1 | 0 | 0 | 0 | 0 |  | 0 | 0 |  | 0 | 0 | 0 | Under ROP
3000x1500x1.9mm | HR Sheet CQ 3000x1500x1.9mm | FM - HR SHEET CQ |  | 1 | 0 | 1 | 1 | 1 | 0 | 1 | 2 |  | 0 | 1 | NJR STEEL - ALRODE (PTY) LTD | 0 | 1 |  | Under ROP
3000x1500x3mm | HR Sheet CQ 3000x1500x3mm | CASING |  | 1.5 | 0.02 | 1 | 1 | 2 | 0 | 2 | 4 |  | 0 | 3 | NJR STEEL - ALRODE (PTY) LTD | 0 | 3 |  | Under ROP
3000x1500x4mm | HR Sheet CQ 3000x1500x4mm | FM - FABRICATION |  | 2 | 0 | 1 | 1 | 2 | 0 | 2 | 4 |  | 0 | 2 | NJR STEEL - ALRODE (PTY) LTD | 0 | 2 |  | Under ROP
300220VSD | 320kW 220V VSD |  |  |  |  | 1 | 1 | 0 | 0 | 0 | 0 |  | 0 | 0 |  | 0 | 0 |  | Under ROP
300WL | Weather Louvre |  | 0 |  |  | 1 | 1 | 0 | 0 | 0 | 0 |  | 0 | 0 |  | 0 | 0 | 0 | Under ROP
30301 | C 10/2 T ATEX II 2G/D h T3/125 X Gb/Db | FM - VORTICE | 0 |  |  | 1 | 1 | 0 | 0 | 0 | 0 |  | 0 | 0 |  | 0 | 0 | 0 | Overstocked
30304 | C 15/2 T ATEX II 2G/D h T3/125 X Gb/Db | FM - VORTICE | 0 |  |  | 1 | 1 | 0 | 0 | 0 | 0 |  | 0 | 0 |  | 0 | 0 | 0 | Overstocked
30305 | C 20/2 T ATEX II 2G/D h T3/125 X Gb/Db | FM - VORTICE | 0 |  |  | 1 | 1 | 0 | 0 | 0 | 0 |  | 0 | 0 |  | 0 | 0 | 0 | Under ROP
30306 | C 25/2 T ATEX II 2G/D h T3/125 X Gb/Db | FM - VORTICE | 0 |  |  | 1 | 1 | 0 | 0 | 0 | 0 |  | 0 | 0 |  | 0 | 0 | 0 | Under ROP
30307 | C 30/2 T ATEX II 2G/D h T3/125 X Gb/Db | FM - VORTICE | 0 |  |  | 1 | 1 | 0 | 0 | 0 | 0 |  | 0 | 0 |  | 0 | 0 | 0 | Overstocked
30308 | C 30/4 T ATEX II 2G/D h T3/125 X Gb/Db | FM - VORTICE | 0 |  |  | 1 | 1 | 0 | 0 | 0 | 0 |  | 0 | 0 |  | 0 | 0 | 0 | Overstocked
30309 | C 31/4 T ATEX II 2G/D h T3/125 X Gb/Db | FM - VORTICE | 0 |  |  | 1 | 1 | 0 | 0 | 0 | 0 |  | 0 | 0 |  | 0 | 0 | 0 | Overstocked
30310 | C 35/4 T ATEX II 2G/D h T3/125 X Gb/Db | FM - VORTICE | 0 |  |  | 1 | 1 | 0 | 0 | 0 | 0 |  | 0 | 0 |  | 0 | 0 | 0 | Overstocked
30311 | C 37/4 T ATEX II 2G/D h T3/125 X Gb/Db | FM - VORTICE | 0 |  |  | 1 | 1 | 0 | 0 | 0 | 0 |  | 0 | 0 |  | 0 | 0 | 0 | Under ROP
30630189P16 | Majax-2 Screen |  | 0 |  |  | 1 | 1 | 0 | 0 | 0 | 0 |  | 0 | 0 |  | 0 | 0 | 0 | Under ROP
315 LS | Louvre Shutter |  | 0 |  |  | 1 | 1 | 0 | 0 | 0 | 0 |  | 0 | 0 |  | 0 | 0 | 0 | Under ROP
315-560AVMS | 315 to 560 NDA RED ANeoprene Floor Mounts | FM - DONKIN | 44.29 | 30 | 0.37 | 0.5 | 1 | 15 | 11 | 26 | 56 |  | 0 | 0 | Seal 'N Devices (Pty) Ltd | 0 | 0 | 0 | Overstocked
315CF | 315 Diam Counter Flange | FM - CFLANGE | 80 | 10.44 | 0.67 | 0.5 | 1 | 5 | 7 | 12 | 22 |  | 0 | 0 | Attenu-Tec HVAC Parts | 0 | 0 | 0 | Overstocked
315CFUG | 315 Diam Counter Flange Ungalvanised | FM - CFLANGE | 80 |  | 1 | 0.5 | 1 | 12 | 24 | 36 | 60 |  | 0 | 0 |  | 0 | 0 | 0 | Overstocked
315FC | 315 Diam Flexible Connection | FM - DONKIN | 399 | 0.13 | 0.46 | 1 | 1 | 0 | 0 | 0 | 0 |  | 0 | 0 | Attenu-Tec | 0 | 0 | 0 | Overstocked
315HVJ-2S | 315 Diam Vertical Discharge Unit | FM - DONKIN | 0 |  |  | 1 | 1 | 0 | 0 | 0 | 0 |  | 0 | 0 |  | 0 | 0 | 0 | Under ROP
315HVJ-2SB | 315 Diam Vertical Discharge BASE | FM - DONKIN | 0 |  |  | 1 | 1 | 0 | 0 | 0 | 0 |  | 0 | 0 |  | 0 | 0 | 0 | Under ROP
315MBP01 | 1-0350-240-P01 - 315 Motor Bracket |  | 0 | 20.29 | 0.43 | 1 | 1 | 20 | 9 | 29 | 49 |  | 0 | 0 | Intervent-Universal (Pty) Ltd | 0 | 0 | 0 | Overstocked
315MF | 315 Diam Mounting Feet | FM - MFEET | 36.7181 | 8.79 | 0.68 | 0.5 | 1 | 4 | 6 | 10 | 19 |  | 0 | 19 | Air Speration | 0 | 19 | 697.64 | Under ROP
315MFUG | 315 Diam Mounting Feet Ungalvanised | FM - MFEET | 22.95 |  | 1 | 0.5 | 1 | 0 | 0 | 0 | 0 |  | 0 | 0 |  | 0 | 0 | 0 | Under ROP
315PLT400-2MM | 315 Casing Sheet - 995 x 315 - 2mm | CASING | 133 | 5 | 0.49 | 0.5 | 1 | 2 | 2 | 4 | 9 |  | 0 | 0 | NJR STEEL - ALRODE (PTY) LTD | 0 | 0 | 0 | Overstocked
315S1.0D | 315 Diam Silencer 1.0D | FM - DONKIN | 0 |  |  | 1 | 1 | 0 | 0 | 0 | 0 |  | 0 | 0 |  | 0 | 0 | 0 | Under ROP
315S1.0DP | 315 Diam Silencer 1.0D Podded | FM - DONKIN |  | 0.14 | 0.54 | 1 | 1 | 0 | 0 | 0 | 0 |  | 0 | 0 | Attenu-Tec | 0 | 0 |  | Overstocked
315S1.5D | 315 Diam Silencer 1.5D | FM - DONKIN | 0 |  |  | 1 | 1 | 0 | 0 | 0 | 0 |  | 0 | 0 |  | 0 | 0 | 0 | Under ROP
315S1.5DP | 315 Diam Silencer 1.5D Podded | FM - SILENCER | 1340 | 4.41 | 0.74 | 0.5 | 1 | 2 | 3 | 5 | 9 |  | 0 | 6 | Attenu-Tec | 0 | 6 | 8040 | Under ROP
315S1.5DP600L | 315 Diam Silencer 1.5D Podded 600L | FM - SILENCER | 0 |  | 1 | 0.5 | 1 | 0 | 0 | 0 | 0 |  | 0 | 0 |  | 0 | 0 | 0 | Overstocked
315S2.0D | 315 Diam Silencer 2.0D | FM - DONKIN | 0 |  |  | 1 | 1 | 0 | 0 | 0 | 0 |  | 0 | 0 |  | 0 | 0 | 0 | Under ROP
315S2.0DP | 315 Diam Silencer 2.0D Podded | FM - DONKIN |  | 0.65 | 0.95 | 1 | 1 | 1 | 1 | 2 | 3 |  | 0 | 0 | Attenu-Tec | 0 | 0 |  | Overstocked
315SC | 315mm Dia HDG Screen |  | 0 |  |  | 1 | 1 | 0 | 0 | 0 | 0 |  | 0 | 0 |  | 0 | 0 | 0 | Under ROP
315SM1.0D | 315 Diam Melinex Silencer 1.0D | FM - DONKIN | 0 |  |  | 1 | 1 | 0 | 0 | 0 | 0 |  | 0 | 0 |  | 0 | 0 | 0 | Under ROP
315SM1.0DP | 315 Diam Melinex Silencer 1.0D Podded | FM - DONKIN | 0 |  |  | 1 | 1 | 0 | 0 | 0 | 0 |  | 0 | 0 |  | 0 | 0 | 0 | Under ROP
315SM1.5D | 315 Diam Melinex Silencer 1.5D | FM - DONKIN | 0 |  |  | 1 | 1 | 0 | 0 | 0 | 0 |  | 0 | 0 |  | 0 | 0 | 0 | Under ROP
315SM1.5DP | 315 Diam Melinex Silencer 1.5D Podded | FM - DONKIN |  | 0.15 | 1.38 | 1 | 1 | 0 | 0 | 0 | 0 |  | 0 | 0 | Attenu-Tec | 0 | 0 |  | Under ROP
315SM2.0D | 315 Diam Melinex Silencer 2.0D | FM - DONKIN | 0 |  |  | 1 | 1 | 0 | 0 | 0 | 0 |  | 0 | 0 |  | 0 | 0 | 0 | Under ROP
315SM2.0DP | 315 Diam Melinex Silencer 2.0D Podded | FM - DONKIN | 0 |  |  | 1 | 1 | 0 | 0 | 0 | 0 |  | 0 | 0 |  | 0 | 0 | 0 | Under ROP
315T300 | 315 Diam Tube Silencer 300L | FM - DONKIN | 414 | 0.32 | 0.07 | 1 | 1 | 0 | 0 | 0 | 0 |  | 0 | 0 | Attenu-Tec | 0 | 0 | 0 | Under ROP
315T600 | 315 Diam Tube Silencer 600L | FM - TUBES | 679 | 4 | 0.58 | 0.5 | 1 | 2 | 2 | 4 | 8 |  | 0 | 8 | Attenu-Tec | 0 | 8 | 5432 | Under ROP
315T900 | 315 Diam Tube Silencer 900L | FM - DONKIN | 793 |  |  | 1 | 1 | 0 | 0 | 0 | 0 |  | 0 | 0 | Attenu-Tec | 0 | 0 | 0 | Under ROP
32*2-RTUBE | 32*2 mm Round Tube Die Set (Die CLR 125mm) | FM - FABRICATION |  | 1 | 0.07 | 1 | 1 | 1 | 0 | 1 | 2 |  | 0 | 2 | Strongman Metal Tools CC | 0 | 2 |  | Under ROP
320 x 280 x 80 | 220V KL Plug - 250HL0601 |  | 0 |  |  | 1 | 1 | 0 | 0 | 0 | 0 |  | 0 | 0 |  | 0 | 0 | 0 | Under ROP
323PM | 3kW 2P 380V Pad Mount Motor | FM - MOTORS | 3150 | 0.9 | 1.25 | 1 | 1 | 1 | 1 | 2 | 3 |  | 0 | 0 | ACTOM | 0 | 0 | 0 | Overstocked
33353 | C30/4T | FM - VORTICE | 0 |  |  | 1 | 1 | 0 | 0 | 0 | 0 |  | 0 | 0 | Vortice | 0 | 0 | 0 | Overstocked
33355 | C31/4T | FM - VORTICE | 0 |  |  | 1 | 1 | 0 | 0 | 0 | 0 |  | 0 | 0 | Vortice | 0 | 0 | 0 | Overstocked
343FM | 3kW 4P 380V Foot Mount Motor | FM - MOTORS |  | 2.67 | 0.99 | 1 | 1 | 3 | 3 | 6 | 9 |  | 0 | 3 | ACTOM | 0 | 3 |  | Under ROP
343PM | 3kW 4P 380V Pad Mount Motor | FM - MOTORS | 2808 | 1 | 1 | 1 | 1 | 1 | 1 | 2 | 3 |  | 0 | 0 | ACTOM | 0 | 0 | 0 | Overstocked
350 LV | Louvre Shutter |  | 0 |  |  | 1 | 1 | 0 | 0 | 0 | 0 |  | 0 | 0 |  | 0 | 0 | 0 | Under ROP
350 x 350 filter box | c/w filter, 450 x 450 weather louvre & double deflection grill |  | 0 |  |  | 1 | 1 | 0 | 0 | 0 | 0 |  | 0 | 0 |  | 0 | 0 | 0 | Under ROP
355CF | 355 Diam Counter Flange | FM - DONKIN | 0 |  |  | 1 | 1 | 0 | 0 | 0 | 0 |  | 0 | 0 |  | 0 | 0 | 0 | Under ROP
355FC | 355 Diam Flexible Connection | FM - DONKIN | 0 |  |  | 1 | 1 | 0 | 0 | 0 | 0 |  | 0 | 0 |  | 0 | 0 | 0 | Under ROP
355HVJ-2S | 355 Diam Vertical Discharge Unit | FM - DONKIN | 0 |  |  | 1 | 1 | 0 | 0 | 0 | 0 |  | 0 | 0 |  | 0 | 0 | 0 | Under ROP
355HVJ-2SB | 355 Diam Vertical Discharge BASE | FM - DONKIN | 0 |  |  | 1 | 1 | 0 | 0 | 0 | 0 |  | 0 | 0 |  | 0 | 0 | 0 | Under ROP
355MF | 355 Diam Mounting Feet | FM - DONKIN | 90.15 | 0.19 | 1.45 | 1 | 1 | 0 | 0 | 0 | 0 |  | 0 | 0 | Attenu-Tec HVAC Parts | 0 | 0 | 0 | Overstocked
355S1.0D | 355 Diam Silencer 1.0D | FM - DONKIN | 0 |  |  | 1 | 1 | 0 | 0 | 0 | 0 |  | 0 | 0 |  | 0 | 0 | 0 | Under ROP
355S1.0DP | 355 Diam Silencer 1.0D Podded | FM - DONKIN | 0 |  |  | 1 | 1 | 0 | 0 | 0 | 0 |  | 0 | 0 |  | 0 | 0 | 0 | Under ROP
355S1.5D | 355 Diam Silencer 1.5D | FM - DONKIN | 0 |  |  | 1 | 1 | 0 | 0 | 0 | 0 |  | 0 | 0 |  | 0 | 0 | 0 | Under ROP
355S1.5DP | 355 Diam Silencer 1.5D Podded | FM - DONKIN | 0 |  |  | 1 | 1 | 0 | 0 | 0 | 0 |  | 0 | 0 |  | 0 | 0 | 0 | Under ROP
355S2.0D | 355 Diam Silencer 2.0D | FM - DONKIN | 0 |  |  | 1 | 1 | 0 | 0 | 0 | 0 |  | 0 | 0 |  | 0 | 0 | 0 | Under ROP
355S2.0DP | 355 Diam Silencer 2.0D Podded | FM - DONKIN | 0 |  |  | 1 | 1 | 0 | 0 | 0 | 0 |  | 0 | 0 |  | 0 | 0 | 0 | Under ROP
355SM1.0D | 355 Diam Melinex Silencer 1.0D | FM - DONKIN | 0 |  |  | 1 | 1 | 0 | 0 | 0 | 0 |  | 0 | 0 |  | 0 | 0 | 0 | Under ROP
355SM1.0DP | 355 Diam Melinex Silencer 1.0D Podded | FM - DONKIN | 0 |  |  | 1 | 1 | 0 | 0 | 0 | 0 |  | 0 | 0 |  | 0 | 0 | 0 | Under ROP
355SM1.5D | 355 Diam Melinex Silencer 1.5D | FM - DONKIN | 0 |  |  | 1 | 1 | 0 | 0 | 0 | 0 |  | 0 | 0 |  | 0 | 0 | 0 | Under ROP
355SM1.5DP | 355 Diam Melinex Silencer 1.5D Podded | FM - DONKIN | 0 |  |  | 1 | 1 | 0 | 0 | 0 | 0 |  | 0 | 0 |  | 0 | 0 | 0 | Under ROP
355SM2.0D | 355 Diam Melinex Silencer 2.0D | FM - DONKIN | 0 |  |  | 1 | 1 | 0 | 0 | 0 | 0 |  | 0 | 0 |  | 0 | 0 | 0 | Under ROP
355SM2.0DP | 355 Diam Melinex Silencer 2.0D Podded | FM - DONKIN | 0 |  |  | 1 | 1 | 0 | 0 | 0 | 0 |  | 0 | 0 |  | 0 | 0 | 0 | Under ROP
355T600. | 355 Diam Tube Silencer 600L | FM - TUBES | 731 | 1 | 0.7 | 0.5 | 1 | 0 | 1 | 1 | 2 |  | 0 | 2 | Attenu-Tec | 0 | 2 | 1462 | Under ROP
363PM | 3kW 6P 380V Pad Mount Motor |  | 0 |  |  | 1 | 1 | 0 | 0 | 0 | 0 |  | 0 | 0 |  | 0 | 0 | 0 | Under ROP
380W, 230V, 800m3/hr, 75lt | Evaporative Air Cooler: 3 Speed |  | 0 |  |  | 1 | 1 | 0 | 0 | 0 | 0 |  | 0 | 0 |  | 0 | 0 | 0 | Under ROP
3kW VSD | 3kW Variable Speed Controller | VSD |  | 3 | 0.92 | 1 | 1 | 3 | 3 | 6 | 9 |  | 0 | 9 | AM SYSTEMS INTEGRATIONS (PTY) LTD | 0 | 9 |  | Under ROP
3kW VSD ENC. | 3kW Variable Speed Enclosure | VSD |  | 5 | 0.92 | 1 | 1 | 5 | 5 | 10 | 15 |  | 0 | 15 | AM SYSTEMS INTEGRATIONS (PTY) LTD | 0 | 15 |  | Under ROP
3mm gal plt - Program 1 | program 1 |  |  |  |  | 1 | 1 | 0 | 0 | 0 | 0 |  | 0 | 0 |  | 0 | 0 |  | Overstocked
3mm galv plt | Mounting feet |  |  | 0.88 | 0.46 | 1 | 1 | 1 | 0 | 1 | 2 |  | 0 | 0 | Kart Shop TA Ultimate Laser Cutting | 0 | 0 |  | Overstocked
3mm galv plt - Bracket | Bracket |  |  |  |  | 1 | 1 | 0 | 0 | 0 | 0 |  | 0 | 0 |  | 0 | 0 |  | Overstocked
3mm plt - program 2 | Program 2 |  |  |  |  | 1 | 1 | 0 | 0 | 0 | 0 |  | 0 | 0 |  | 0 | 0 |  | Overstocked
4 kW 2P 112M | 3Ph 380-400-415 Standard Efficiency IC418 - TEAO - B30L(D) | FM - MOTORS |  | 0.17 | 1.77 | 1 | 1 | 0 | 0 | 0 | 0 |  | 0 | 0 | WEG South Africa | 0 | 0 |  | Overstocked
4.03 | Ablution ventilation |  | 0 |  |  | 1 | 1 | 0 | 0 | 0 | 0 |  | 0 | 0 |  | 0 | 0 | 0 | Under ROP
400053 | 25A TIP HOLDER M6 | CONSUMABLES | 15 | 10 | 0.16 | 1 | 1 | 10 | 2 | 12 | 22 |  | 0 | 0 | INTROWELD CC | 0 | 0 | 0 | Overstocked
400080 | TB 250 SHROUD | CONSUMABLES | 29.65 | 10 | 0.16 | 1 | 1 | 10 | 2 | 12 | 22 |  | 0 | 0 | INTROWELD CC | 0 | 0 | 0 | Overstocked
400184 | LINER 1.00MM AND 1.2MM 4 METRE | CONSUMABLES | 95 | 2 | 0.16 | 1 | 1 | 2 | 0 | 2 | 4 |  | 0 | 0 | INTROWELD CC | 0 | 0 | 0 | Overstocked
400220VSD | 420kW 220V VSD |  |  |  |  | 1 | 1 | 0 | 0 | 0 | 0 |  | 0 | 0 |  | 0 | 0 |  | Under ROP
400238 | CONTACT TIP BNZ STYLE M6 1.0MM | CONSUMABLES | 15.5 | 10 | 0.16 | 1 | 1 | 10 | 2 | 12 | 22 |  | 0 | 0 | INTROWELD CC | 0 | 0 | 0 | Overstocked
400BS | Bird Screen |  | 0 |  |  | 1 | 1 | 0 | 0 | 0 | 0 |  | 0 | 0 |  | 0 | 0 | 0 | Under ROP
400C400 | 400 Casing x 400mm Long - DO NOT DRILL MOTOR AND BRACKET HOLES | FM - CFW FANS |  | 0.29 | 0.07 | 1 | 1 | 0 | 0 | 0 | 0 |  | 0 | 0 | CFW Fans (Pty) Ltd | 0 | 0 |  | Overstocked
400CF | 400 Diam Counter Flange | FM - CFLANGE | 85 | 6 | 0.5 | 0.5 | 1 | 3 | 3 | 6 | 12 |  | 0 | 0 | Attenu-Tec HVAC Parts | 0 | 0 | 0 | Overstocked
400CFUG | 400 Diam Counter Flange Ungalvanised | FM - CFLANGE | 85 |  | 1 | 0.5 | 1 | 4 | 8 | 12 | 20 |  | 0 | 0 |  | 0 | 0 | 0 | Overstocked
400FC | 400 Diam Flexible Connection | FM - DONKIN | 488 | 0.28 | 0.76 | 1 | 1 | 0 | 0 | 0 | 0 |  | 0 | 0 | Attenu-Tec | 0 | 0 | 0 | Overstocked
400HVJ-2S | 400 Diam Vertical Discharge Unit | FM - DONKIN | 840 | 0.04 | 1.12 | 1 | 1 | 0 | 0 | 0 | 0 |  | 0 | 0 | Attenu-Tec HVAC Parts | 0 | 0 | 0 | Under ROP
400HVJ-2SB | 400 Diam Vertical Discharge BASE | FM - DONKIN | 0 |  |  | 1 | 1 | 0 | 0 | 0 | 0 |  | 0 | 0 |  | 0 | 0 | 0 | Under ROP
400MBP02 | 1-0350-240 P02 - 400 Motor Bracket |  | 0 | 17 | 0.37 | 1 | 1 | 17 | 6 | 23 | 40 |  | 0 | 0 | Intervent-Universal (Pty) Ltd | 0 | 0 | 0 | Overstocked
400MF | 400 Diam Mounting Feet | FM - MFEET | 51.0681 | 12 | 0.6 | 0.5 | 1 | 6 | 7 | 13 | 25 |  | 0 | 25 | Air Speration | 0 | 25 | 1276.7 | Under ROP
400MFUG | 400 Diam Mounting Feet Ungalvanised | FM - MFEET | 37.3 |  | 1 | 0.5 | 1 | 0 | 0 | 0 | 0 |  | 0 | 0 |  | 0 | 0 | 0 | Under ROP
400PLT400-2MM | 400 Casing Sheet - 1262 x 400 - 2mm | CASING | 213 | 5 | 0.49 | 0.5 | 1 | 2 | 2 | 4 | 9 |  | 0 | 0 | NJR STEEL - ALRODE (PTY) LTD | 0 | 0 | 0 | Overstocked
400S1.0D | 400 Diam Silencer 1.0D | FM - DONKIN | 0 |  |  | 1 | 1 | 0 | 0 | 0 | 0 |  | 0 | 0 |  | 0 | 0 | 0 | Under ROP
400S1.0DP | 400 Diam Silencer 1.0D Podded | FM - DONKIN |  | 0.17 | 0.2 | 1 | 1 | 0 | 0 | 0 | 0 |  | 0 | 0 | Attenu-Tec | 0 | 0 |  | Under ROP
400S1.5D | 400 Diam Silencer 1.5D | FM - DONKIN |  | 0.1 | 0.15 | 1 | 1 | 0 | 0 | 0 | 0 |  | 0 | 0 | Attenu-Tec | 0 | 0 |  | Under ROP
400S1.5DP | 400 Diam Silencer 1.5D Podded | FM - SILENCER | 1632 | 6 | 0.64 | 0.5 | 1 | 3 | 4 | 7 | 13 |  | 0 | 13 | Attenu-Tec | 0 | 13 | 21216 | Under ROP
400S2.0D | 400 Diam Silencer 2.0D | FM - DONKIN | 0 |  |  | 1 | 1 | 0 | 0 | 0 | 0 |  | 0 | 0 |  | 0 | 0 | 0 | Under ROP
400S2.0DP | 400 Diam Silencer 2.0D Podded | FM - SILENCER | 2077 | 1.68 | 0.84 | 0.5 | 1 | 1 | 1 | 2 | 4 |  | 0 | 0 | Attenu-Tec | 0 | 0 | 0 | Overstocked
400SC | 400 Diam Side Screen | FM - DONKIN | 283 | 2 | 0.29 | 1 | 1 | 2 | 1 | 3 | 5 |  | 0 | 0 | Air Speration | 0 | 0 | 0 | Healthy
400SM1.0D | 400 Diam Melinex Silencer 1.0D | FM - DONKIN | 0 |  |  | 1 | 1 | 0 | 0 | 0 | 0 |  | 0 | 0 |  | 0 | 0 | 0 | Under ROP
400SM1.0DP | 400 Diam Melinex Silencer 1.0D Podded | FM - DONKIN | 0 |  |  | 1 | 1 | 0 | 0 | 0 | 0 |  | 0 | 0 |  | 0 | 0 | 0 | Under ROP
400SM1.5D | 400 Diam Melinex Silencer 1.5D | FM - DONKIN | 0 |  |  | 1 | 1 | 0 | 0 | 0 | 0 |  | 0 | 0 |  | 0 | 0 | 0 | Under ROP
400SM1.5DP | 400 Diam Melinex Silencer 1.5D Podded | FM - DONKIN |  | 0.42 | 0.36 | 1 | 1 | 0 | 0 | 0 | 0 |  | 0 | 0 | Attenu-Tec | 0 | 0 |  | Overstocked
400SM2.0D | 400 Diam Melinex Silencer 2.0D | FM - DONKIN | 0 |  |  | 1 | 1 | 0 | 0 | 0 | 0 |  | 0 | 0 |  | 0 | 0 | 0 | Under ROP
400SM2.0DP | 400 Diam Melinex Silencer 2.0D Podded | FM - DONKIN | 0 |  |  | 1 | 1 | 0 | 0 | 0 | 0 |  | 0 | 0 |  | 0 | 0 | 0 | Under ROP
400WL | Weather Louvre |  | 0 |  |  | 1 | 1 | 0 | 0 | 0 | 0 |  | 0 | 0 |  | 0 | 0 | 0 | Under ROP
400X400WL | Weather Louvre NS |  | 0 |  |  | 1 | 1 | 0 | 0 | 0 | 0 |  | 0 | 0 |  | 0 | 0 | 0 | Under ROP
40301 | E 254 M ATEX II 2G/D h T3/125 X Gb/Db | FM - VORTICE | 0 |  |  | 1 | 1 | 0 | 0 | 0 | 0 |  | 0 | 0 | Vortice | 0 | 0 | 0 | Under ROP
40302 | E 304 M ATEX II 2G/D h T3/125 X Gb/Db | FM - VORTICE | 11484.75 | 0.1 | 1.08 | 1 | 1 | 0 | 0 | 0 | 0 |  | 0 | 0 | Vortice | 0 | 0 | 0 | Under ROP
40304 | E 354 M ATEX II 2G/D h T3/125 X Gb/Db | FM - VORTICE | 11767.5 | 0.1 | 1.18 | 1 | 1 | 0 | 0 | 0 | 0 |  | 0 | 0 | Vortice | 0 | 0 | 0 | Under ROP
40306 | E 404 M ATEX II 2G/D h T3/125 X Gb/Db | FM - VORTICE | 12232.5 | 0.18 | 0.48 | 1 | 1 | 0 | 0 | 0 | 0 |  | 0 | 0 | Vortice | 0 | 0 | 0 | Overstocked
40308 | E 454 M ATEX II 2G/D h T3/125 X Gb/Db | FM - VORTICE | 0 |  |  | 1 | 1 | 0 | 0 | 0 | 0 |  | 0 | 0 | Vortice | 0 | 0 | 0 | Overstocked
40309 | E 254 T ATEX II 2G/D h T3/125 X Gb/Db | FM - VORTICE | 0 |  |  | 1 | 1 | 0 | 0 | 0 | 0 |  | 0 | 0 | Vortice | 0 | 0 | 0 | Overstocked
40310 | E 304 T ATEX II 2G/D h T3/125 X Gb/Db | FM - VORTICE | 0 | 2 |  | 1 | 1 | 0 | 0 | 0 | 0 |  | 0 | 0 | Vortice | 0 | 0 | 0 | Overstocked
40313 | E 354 T ATEX II 2G/D h T3/125 X Gb/Db | FM - VORTICE | 9615.75 |  |  | 1 | 1 | 0 | 0 | 0 | 0 |  | 0 | 0 | Vortice | 0 | 0 | 0 | Overstocked
40314 | E404 T ATEX | FM - VORTICE | 0 | 0.05 | 0.95 | 1 | 1 | 0 | 0 | 0 | 0 |  | 0 | 0 | Vortice | 0 | 0 | 0 | Overstocked
40315 | E 454 T ATEX II 2G/D h T3/125 X Gb/Db | FM - VORTICE | 0 |  |  | 1 | 1 | 0 | 0 | 0 | 0 |  | 0 | 0 | Vortice | 0 | 0 | 0 | Under ROP
40316 | E 504 T ATEX II 2G/D h T3/125 X Gb/Db | FM - VORTICE | 14442.75 |  |  | 1 | 1 | 0 | 0 | 0 | 0 |  | 0 | 0 | Vortice | 0 | 0 | 0 | Overstocked
40317 | E 604 T ATEX II 2G/D h T3/125 X Gb/Db | FM - VORTICE | 0 |  |  | 1 | 1 | 0 | 0 | 0 | 0 |  | 0 | 0 | Vortice | 0 | 0 | 0 | Under ROP
4032+0037 | SPARE MOTOR SIZE 90 - 2.2kW 2 POLI - 230V-50Hz SINGLE-PHASE -CL.F TROP. IP55 + PTO |  | 0 |  |  | 1 | 1 | 0 | 0 | 0 | 0 |  | 0 | 0 |  | 0 | 0 | 0 | Under ROP
40322 | E 354 M ATEX II 2G/D h T3/125 X Gb/Db | FM - VORTICE |  |  |  | 1 | 1 | 0 | 0 | 0 | 0 |  | 0 | 0 | Vortice | 0 | 0 |  | Overstocked
40324 | E 454 M ATEX II 2G/D h T3/125 X Gb/Db | FM - VORTICE |  |  |  | 1 | 1 | 0 | 0 | 0 | 0 |  | 0 | 0 | Vortice | 0 | 0 |  | Overstocked
40329 | E 454 T ATEX II 2G/D h T3/125 X Gb/Db | FM - VORTICE |  |  |  | 1 | 1 | 0 | 0 | 0 | 0 |  | 0 | 0 | Vortice | 0 | 0 |  | Overstocked
42116 | BD 12/12 T6 1.1KW 251520160 | FM - VORTICE |  | 0.48 | 1.08 | 1 | 1 | 0 | 1 | 1 | 1 |  | 0 | 0 | Vortice | 0 | 0 |  | Overstocked
42227 | A-E 304 T | FM - VORTICE |  | 0.04 | 1.08 | 1 | 1 | 0 | 0 | 0 | 0 |  | 0 | 0 | Vortice | 0 | 0 |  | Overstocked
42259 | A-E 354 T | FM - VORTICE |  | 0.04 | 1.08 | 1 | 1 | 0 | 0 | 0 | 0 |  | 0 | 0 | Vortice | 0 | 0 |  | Overstocked
423PM | 4kW 2P 380V Pad Mount Motor | FM - MOTORS | 3630 | 2.25 | 0.67 | 1 | 1 | 2 | 2 | 4 | 6 |  | 0 | 0 | ACTOM | 0 | 0 | 0 | Overstocked
44.13.0010 | Round Terminal Block | FM - MOTORS | 39 | 2.27 | 0.82 | 1 | 1 | 2 | 2 | 4 | 6 |  | 0 | 0 | ACTOM | 0 | 0 | 0 | Overstocked
443FM | 4KW 4 D112 ALU Foot 400V IE1 SN: | FM - MOTORS |  | 0.33 | 0.02 | 1 | 1 | 0 | 0 | 0 | 0 |  | 0 | 0 | ACTOM | 0 | 0 |  | Overstocked
443PM | 4kW 4P 380V Pad Mount Motor | FM - MOTORS | 3630 | 3.31 | 1.06 | 1 | 1 | 3 | 4 | 7 | 10 |  | 1 | 0 | ACTOM | 0 | 0 | 0 | Overstocked
450CF | 450 Diam Counter Flange | FM - DONKIN | 0 |  |  | 1 | 1 | 0 | 0 | 0 | 0 |  | 0 | 0 |  | 0 | 0 | 0 | Under ROP
450FC | 450 Diam Flexible Connection | FM - DONKIN | 0 |  |  | 1 | 1 | 0 | 0 | 0 | 0 |  | 0 | 0 |  | 0 | 0 | 0 | Under ROP
450HVJ-2S | 450 Diam Vertical Discharge Unit | FM - DONKIN | 0 |  |  | 1 | 1 | 0 | 0 | 0 | 0 |  | 0 | 0 |  | 0 | 0 | 0 | Under ROP
450HVJ-2SB | 450 Diam Vertical Discharge BASE | FM - DONKIN | 0 |  |  | 1 | 1 | 0 | 0 | 0 | 0 |  | 0 | 0 |  | 0 | 0 | 0 | Under ROP
450MF | 450 Diam Mounting Feet | FM - DONKIN | 0 |  |  | 1 | 1 | 0 | 0 | 0 | 0 |  | 0 | 0 |  | 0 | 0 | 0 | Under ROP
450S1.0D | 450 Diam Silencer 1.0D | FM - DONKIN | 0 |  |  | 1 | 1 | 0 | 0 | 0 | 0 |  | 0 | 0 |  | 0 | 0 | 0 | Under ROP
450S1.0DP | 450 Diam Silencer 1.0D Podded | FM - DONKIN | 0 |  |  | 1 | 1 | 0 | 0 | 0 | 0 |  | 0 | 0 |  | 0 | 0 | 0 | Under ROP
450S1.5D | 450 Diam Silencer 1.5D | FM - DONKIN | 0 |  |  | 1 | 1 | 0 | 0 | 0 | 0 |  | 0 | 0 |  | 0 | 0 | 0 | Under ROP
450S1.5DP | 450 Diam Silencer 1.5D Podded | FM - DONKIN | 0 |  |  | 1 | 1 | 0 | 0 | 0 | 0 |  | 0 | 0 |  | 0 | 0 | 0 | Under ROP
450S2.0D | 450 Diam Silencer 2.0D | FM - DONKIN | 0 |  |  | 1 | 1 | 0 | 0 | 0 | 0 |  | 0 | 0 |  | 0 | 0 | 0 | Under ROP
450S2.0DP | 450 Diam Silencer 2.0D Podded | FM - DONKIN | 0 |  |  | 1 | 1 | 0 | 0 | 0 | 0 |  | 0 | 0 |  | 0 | 0 | 0 | Under ROP
450SM1.0D | 450 Diam Melinex Silencer 1.0D | FM - DONKIN | 0 |  |  | 1 | 1 | 0 | 0 | 0 | 0 |  | 0 | 0 |  | 0 | 0 | 0 | Under ROP
450SM1.0DP | 450 Diam Melinex Silencer 1.0D Podded | FM - DONKIN | 0 |  |  | 1 | 1 | 0 | 0 | 0 | 0 |  | 0 | 0 |  | 0 | 0 | 0 | Under ROP
450SM1.5D | 450 Diam Melinex Silencer 1.5D | FM - DONKIN | 0 |  |  | 1 | 1 | 0 | 0 | 0 | 0 |  | 0 | 0 |  | 0 | 0 | 0 | Under ROP
450SM1.5DP | 450 Diam Melinex Silencer 1.5D Podded | FM - DONKIN | 0 |  |  | 1 | 1 | 0 | 0 | 0 | 0 |  | 0 | 0 |  | 0 | 0 | 0 | Under ROP
450SM2.0D | 450 Diam Melinex Silencer 2.0D | FM - DONKIN | 0 |  |  | 1 | 1 | 0 | 0 | 0 | 0 |  | 0 | 0 |  | 0 | 0 | 0 | Under ROP
450SM2.0DP | 450 Diam Melinex Silencer 2.0D Podded | FM - DONKIN | 0 |  |  | 1 | 1 | 0 | 0 | 0 | 0 |  | 0 | 0 |  | 0 | 0 | 0 | Under ROP
46000 | PRA GLAND FLP Exde BRASS CPR N0S M20 |  | 198.34 | 0.44 | 0.11 | 1 | 1 | 0 | 0 | 0 | 0 |  | 0 | 0 | Pratley (Pty) Ltd | 0 | 0 | 0 | Overstocked
460CF | 460 Diam Counter Flanges | Accessories |  | 2 | 0.07 | 1 | 1 | 2 | 0 | 2 | 4 |  | 0 | 2 | GALVAGLOW (PTY) LTD | 0 | 2 |  | Under ROP
460MF | 460 Diam Mounting Feet | Accessories |  | 4 | 0.07 | 1 | 1 | 4 | 0 | 4 | 8 |  | 0 | 4 | GALVAGLOW (PTY) LTD | 0 | 4 |  | Under ROP
463PM | 4kW 6P 380V Pad Mount Motor |  | 0 |  |  | 1 | 1 | 0 | 0 | 0 | 0 |  | 0 | 0 |  | 0 | 0 | 0 | Under ROP
480CF | Counter Flanges |  | 0 |  |  | 1 | 1 | 0 | 0 | 0 | 0 |  | 0 | 0 |  | 0 | 0 | 0 | Under ROP
480MF | Mounting Feet |  | 0 |  |  | 1 | 1 | 0 | 0 | 0 | 0 |  | 0 | 0 |  | 0 | 0 | 0 | Under ROP
49111090 | CATALOGO | FM - SODECA | 453.03 | 0.08 | 2.07 | 1 | 1 | 0 | 0 | 0 | 0 |  | 0 | 0 | SODECA | 0 | 0 | 0 | Overstocked
4kW VSD | 4kW Variable Speed Controller | VSD |  | 1 | 0.92 | 1 | 1 | 1 | 1 | 2 | 3 |  | 0 | 3 | AM SYSTEMS INTEGRATIONS (PTY) LTD | 0 | 3 |  | Under ROP
4kW VSD ENC. | 4kW Variable Speed Enclosure | VSD |  | 1 | 0.92 | 1 | 1 | 1 | 1 | 2 | 3 |  | 0 | 3 | AM SYSTEMS INTEGRATIONS (PTY) LTD | 0 | 3 |  | Under ROP
4mm Grub Screw | 4mm Grub Screw | FASTENERS | 0.6 | 0.91 | 0.03 | 1 | 1 | 1 | 0 | 1 | 2 |  | 0 | 0 | M&D SPECIALISED FASTENERS (PTY) LTD | 0 | 0 | 0 | Overstocked
4mm plt | 1000 Flanges Special request |  |  | 0.3 | 0.51 | 1 | 1 | 0 | 0 | 0 | 0 |  | 0 | 0 | Kart Shop TA Ultimate Laser Cutting | 0 | 0 |  | Overstocked
5.523FM | 5.5KW 2P 400V FOOT MOUNT MOTOR | FM - MOTORS |  | 0.43 | 0 | 1 | 1 | 0 | 0 | 0 | 0 |  | 0 | 0 | WEG South Africa | 0 | 0 |  | Overstocked
5.523PM | 5.5 kW 2P 380V Pad Mount Motor | FM - MOTORS | 5744 | 0.35 | 0.86 | 1 | 1 | 0 | 0 | 0 | 0 |  | 0 | 0 | ACTOM | 0 | 0 | 0 | Overstocked
5.543PM | 5.5kW 4P 380V Pad Mount Motor | FM - MOTORS | 4869 | 1.3 | 1.11 | 1 | 1 | 1 | 1 | 2 | 3 |  | 0 | 0 | ACTOM | 0 | 0 | 0 | Overstocked
5.563PM | 5.5kW 6P 380V Pad Mount Motor |  | 0 |  |  | 1 | 1 | 0 | 0 | 0 | 0 |  | 0 | 0 |  | 0 | 0 | 0 | Under ROP
5.5kW VSD | 5.5kW Variable Speed Controller | VSD |  | 1 | 0.92 | 1 | 1 | 1 | 1 | 2 | 3 |  | 0 | 3 | AM SYSTEMS INTEGRATIONS (PTY) LTD | 0 | 3 |  | Under ROP
5.5kW VSD ENC. | 5kW Variable Speed Enclosure | VSD |  | 2 | 0.92 | 1 | 1 | 2 | 2 | 4 | 6 |  | 0 | 6 | AM SYSTEMS INTEGRATIONS (PTY) LTD | 0 | 6 |  | Under ROP
50 duct | 500mm 5meter |  | 0 |  |  | 1 | 1 | 0 | 0 | 0 | 0 |  | 0 | 0 |  | 0 | 0 | 0 | Under ROP
500 SC | 500 Diam Side Screen (HOT DEEP GALV) |  | 281 | 0.69 | 0.49 | 1 | 1 | 1 | 0 | 1 | 2 |  | 0 | 0 | Heinmor Wire Products CC | 0 | 0 | 0 | Overstocked
500/560WC | 500/560 Wall Cowl |  | 890 |  |  | 1 | 1 | 0 | 0 | 0 | 0 |  | 0 | 0 |  | 0 | 0 | 0 | Under ROP
500220VSD | 520kW 220V VSD |  |  |  |  | 1 | 1 | 0 | 0 | 0 | 0 |  | 0 | 0 |  | 0 | 0 |  | Under ROP
500BS | Bird Screen |  | 0 |  |  | 1 | 1 | 0 | 0 | 0 | 0 |  | 0 | 0 |  | 0 | 0 | 0 | Under ROP
500C400 | 500 Casing x 400mm Long - DO NOT DRILL MOTOR AND BRACKET HOLES | FM - CFW FANS |  | 0.29 | 0.07 | 1 | 1 | 0 | 0 | 0 | 0 |  | 0 | 0 | CFW Fans (Pty) Ltd | 0 | 0 |  | Overstocked
500CF | 500 Diam Counter Flange | FM - CFLANGE | 100 | 8 | 0.72 | 0.5 | 1 | 4 | 6 | 10 | 18 |  | 0 | 0 | Attenu-Tec | 0 | 0 | 0 | Overstocked
500CFUG | 500 Diam Counter Flange Ungalvanised | FM - CFLANGE | 100 | 6.67 | 0.23 | 0.5 | 1 | 3 | 2 | 5 | 12 |  | 0 | 0 | ULTIMATENG (PTY) LTD | 0 | 0 | 0 | Overstocked
500FC | 500 Diam Flexible Connection | FM - DONKIN | 520 | 0.23 | 1.42 | 1 | 1 | 0 | 0 | 0 | 0 |  | 0 | 0 | Air Speration | 0 | 0 | 0 | Overstocked
500HVJ-2S | 500 Diam Vertical Discharge Unit | FM - DONKIN |  | 0.08 | 1.12 | 1 | 1 | 0 | 0 | 0 | 0 |  | 0 | 0 | Attenu-Tec HVAC Parts | 0 | 0 |  | Under ROP
500HVJ-2SB | 500 Diam Vertical Discharge BASE | FM - DONKIN | 0 |  |  | 1 | 1 | 0 | 0 | 0 | 0 |  | 0 | 0 |  | 0 | 0 | 0 | Under ROP
500IM | Spare Impeller | FM - DONKIN |  | 0.5 | 1.68 | 1 | 1 | 0 | 1 | 1 | 2 |  | 0 | 0 | Centrifab (Pty) Ltd | 0 | 0 |  | Overstocked
500IM & 0.55kW 6 Pole 380V | Impeller & Motor Assembly |  |  |  |  | 1 | 1 | 0 | 0 | 0 | 0 |  | 0 | 0 |  | 0 | 0 |  | Under ROP
500MBP03 | 1-0350-240 P03 - 500 Motor Bracket |  | 0 | 13.71 | 0.39 | 1 | 1 | 14 | 5 | 19 | 33 |  | 0 | 0 | Intervent-Universal (Pty) Ltd | 0 | 0 | 0 | Overstocked
500MF | 500 Diam Mounting Feet | FM - MFEET | 75.3181 | 6.56 | 0.6 | 0.5 | 1 | 3 | 4 | 7 | 14 |  | 0 | 14 | Air Speration | 0 | 14 | 1054.45 | Under ROP
500MFUG | 500 Diam Mounting Feet Ungalvanised | FM - MFEET | 61.55 | 6 | 0.23 | 0.5 | 1 | 3 | 1 | 4 | 10 |  | 0 | 0 | ULTIMATENG (PTY) LTD | 0 | 0 | 0 | Overstocked
500PLT400-2MM | 500 Casing Sheet - 1579 x 400 - 2mm | CASING | 400 | 6 | 0.23 | 0.5 | 1 | 3 | 1 | 4 | 10 |  | 0 | 0 | NJR STEEL - ALRODE (PTY) LTD | 0 | 0 | 0 | Healthy
500PLT400-3MM | 500 Casing Sheet - 1579 x 400 - 3mm | CASING | 400 | 3 | 0.49 | 0.5 | 1 | 2 | 1 | 3 | 6 |  | 0 | 0 | NJR STEEL - ALRODE (PTY) LTD | 0 | 0 | 0 | Healthy
500PLT500-3MM | 500 Casing Sheet - 1579 x 500 - 3mm | CASING | 400 | 1 | 0 | 0.5 | 1 | 0 | 0 | 0 | 1 |  | 0 | 1 | NJR STEEL - ALRODE (PTY) LTD | 0 | 1 | 400 | Under ROP
500S1.0D | 500 Diam Silencer 1.0D | FM - DONKIN | 0 |  |  | 1 | 1 | 0 | 0 | 0 | 0 |  | 0 | 0 |  | 0 | 0 | 0 | Under ROP
500S1.0DP | 500 Diam Silencer 1.0D Podded | FM - DONKIN |  | 0.09 | 0.45 | 1 | 1 | 0 | 0 | 0 | 0 |  | 0 | 0 | Attenu-Tec | 0 | 0 |  | Under ROP
500S1.5D | 500 Diam Silencer 1.5D | FM - DONKIN | 0 |  |  | 1 | 1 | 0 | 0 | 0 | 0 |  | 0 | 0 |  | 0 | 0 | 0 | Under ROP
500S1.5DP | 500 Diam Silencer 1.5D Podded | FM - SILENCER | 2025 | 2.78 | 0.65 | 0.5 | 1 | 1 | 2 | 3 | 6 |  | 0 | 4 | Attenu-Tec | 0 | 4 | 8100 | Under ROP
500S2.0D | 500 Diam Silencer 2.0D | FM - DONKIN | 0 |  |  | 1 | 1 | 0 | 0 | 0 | 0 |  | 0 | 0 |  | 0 | 0 | 0 | Under ROP
500S2.0DP | 500 Diam Silencer 2.0D Podded | FM - SILENCER | 2608 | 2.41 | 1.04 | 0.5 | 1 | 1 | 3 | 4 | 6 |  | 0 | 0 | Attenu-Tec | 0 | 0 | 0 | Healthy
500SC- | Screen |  | 309 | 0.5 | 0.53 | 1 | 1 | 0 | 0 | 0 | 0 |  | 0 | 0 | Heinmor Wire Products CC | 0 | 0 | 0 | Under ROP
500SM1.0D | 500 Diam Melinex Silencer 1.0D | FM - DONKIN | 0 |  |  | 1 | 1 | 0 | 0 | 0 | 0 |  | 0 | 0 |  | 0 | 0 | 0 | Under ROP
500SM1.0DP | 500 Diam Melinex Silencer 1.0D Podded | FM - DONKIN | 0 |  |  | 1 | 1 | 0 | 0 | 0 | 0 |  | 0 | 0 |  | 0 | 0 | 0 | Under ROP
500SM1.5D | 500 Diam Melinex Silencer 1.5D | FM - DONKIN | 0 |  |  | 1 | 1 | 0 | 0 | 0 | 0 |  | 0 | 0 |  | 0 | 0 | 0 | Under ROP
500SM1.5DP | 500 Diam Melinex Silencer 1.5D Podded | FM - DONKIN |  | 0.03 | 0.1 | 1 | 1 | 0 | 0 | 0 | 0 |  | 0 | 0 | Attenu-Tec | 0 | 0 |  | Under ROP
500SM2.0D | 500 Diam Melinex Silencer 2.0D | FM - DONKIN | 0 |  |  | 1 | 1 | 0 | 0 | 0 | 0 |  | 0 | 0 |  | 0 | 0 | 0 | Under ROP
500SM2.0DP | 500 Diam Melinex Silencer 2.0D Podded | FM - DONKIN |  | 0.3 | 1.15 | 1 | 1 | 0 | 0 | 0 | 0 |  | 0 | 0 | Attenu-Tec | 0 | 0 |  | Overstocked
500mm Zinc - | Zinc Filter Clips |  | 62 |  |  | 1 | 1 | 0 | 0 | 0 | 0 |  | 0 | 0 |  | 0 | 0 | 0 | Overstocked
500mm Zinz - | Zinc Filter Clips |  | 0 |  |  | 1 | 1 | 0 | 0 | 0 | 0 |  | 0 | 0 |  | 0 | 0 | 0 | Under ROP
502203527 | MBP 35 2T c/w 2.2Kw 2880rpm 380V Motor |  | 0 |  |  | 1 | 1 | 0 | 0 | 0 | 0 |  | 0 | 0 |  | 0 | 0 | 0 | Under ROP
51070 | PRA REDUCER FLP Ex d/e 32M-25F |  | 124.88 | 0.57 | 0.16 | 1 | 1 | 1 | 0 | 1 | 2 |  | 0 | 0 | Pratley (Pty) Ltd | 0 | 0 | 0 | Overstocked
535CFUG | 535 Diam Counter Flange Ungalvanised | FM - CFLANGE | 108 |  | 1 | 0.5 | 1 | 0 | 0 | 0 | 0 |  | 0 | 0 |  | 0 | 0 | 0 | Overstocked
549CFUG - B | 549 Diam Counter Flange Ungalvanised - Buffalo | FM - DONKIN | 0 |  |  | 1 | 1 | 0 | 0 | 0 | 0 |  | 0 | 0 |  | 0 | 0 | 0 | Overstocked
560 20.D.8 | Spare Impeller | Accessories |  | 0.08 | 0.46 | 1 | 1 | 0 | 0 | 0 | 0 |  | 0 | 0 | Luft Industries Natal (Pty) Ltd | 0 | 0 |  | Overstocked
560 FB | Filter Box |  | 0 |  |  | 1 | 1 | 0 | 0 | 0 | 0 |  | 0 | 0 |  | 0 | 0 | 0 | Under ROP
560/150/10 SI | Spare Impeller (560mm 'B' 150A10AR 19mm 080Frame Deg 21 DEG - FM3181) | Accessories |  | 0.1 | 0.85 | 1 | 1 | 0 | 0 | 0 | 0 |  | 0 | 0 | Luft Industries Natal (Pty) Ltd | 0 | 0 |  | Overstocked
560CF | 560 Diam Counter Flange | FM - CFLANGE | 108 | 12 | 0.61 | 0.5 | 1 | 6 | 7 | 13 | 25 |  | 0 | 16 | Air Speration | 0 | 16 | 1728 | Under ROP
560CFUG | 560 Diam Counter Flange Ungalvanised | FM - CFLANGE | 108 | 6 | 0.23 | 0.5 | 1 | 3 | 1 | 4 | 10 |  | 0 | 0 | ULTIMATENG (PTY) LTD | 0 | 0 | 0 | Overstocked
560DC | Discharge Cowl |  | 0 |  |  | 1 | 1 | 0 | 0 | 0 | 0 |  | 0 | 0 |  | 0 | 0 | 0 | Under ROP
560FC | 560 Diam Flexible Connection | FM - DONKIN | 733 | 0.7 | 1.72 | 1 | 1 | 1 | 1 | 2 | 3 |  | 0 | 3 | Attenu-Tec HVAC Parts | 0 | 3 | 2199 | Under ROP
560HVJ-2S | 560 Diam Vertical Discharge Unit | FM - DONKIN |  | 0.52 | 1.03 | 1 | 1 | 1 | 1 | 2 | 3 |  | 0 | 0 | Attenu-Tec HVAC Parts | 0 | 0 |  | Overstocked
560HVJ-2SB | 560 Diam Vertical Discharge BASE | FM - DONKIN | 0 |  |  | 1 | 1 | 0 | 0 | 0 | 0 |  | 0 | 0 |  | 0 | 0 | 0 | Under ROP
560IMP | Impeller 560/250/14 Aluminum - 20 deg pitch, Form B, 24mm Bore | Accessories |  |  |  | 1 | 1 | 0 | 0 | 0 | 0 |  | 0 | 0 | Luft Industries Natal (Pty) Ltd | 0 | 0 |  | Overstocked
560LS | Louvre Shutter |  | 0 |  |  | 1 | 1 | 0 | 0 | 0 | 0 |  | 0 | 0 |  | 0 | 0 | 0 | Under ROP
560MBP04 | 1-0350-240 P04 - 560 Motor Bracket |  | 0 | 15.8 | 0.37 | 1 | 1 | 16 | 6 | 22 | 38 |  | 0 | 0 | Intervent-Universal (Pty) Ltd | 0 | 0 | 0 | Overstocked
560MF | 560 Diam Mounting Feet | FM - MFEET | 117.2481 | 16 | 0.48 | 0.5 | 1 | 8 | 8 | 16 | 32 |  | 0 | 32 | Air Speration | 0 | 32 | 3751.94 | Under ROP
560MFUG | 560 Diam Mounting Feet Ungalvanised | FM - MFEET | 103.48 |  | 1 | 0.5 | 1 | 0 | 0 | 0 | 0 |  | 0 | 0 |  | 0 | 0 | 0 | Under ROP
560PLT400-2MM | 560 Casing Sheet - 1767 x 400 - 2mm | CASING | 447 | 6 | 0.23 | 0.5 | 1 | 3 | 1 | 4 | 10 |  | 0 | 0 | NJR STEEL - ALRODE (PTY) LTD | 0 | 0 | 0 | Healthy
560PLT400-3MM | 560 Casing Sheet - 1767 x 400 - 3mm | CASING | 447 | 3.5 | 0.49 | 0.5 | 1 | 2 | 2 | 4 | 8 |  | 0 | 0 | NJR STEEL - ALRODE (PTY) LTD | 0 | 0 | 0 | Healthy
560PLT500-3MM | 560 Casing Sheet - 1767 x 500 - 3mm | CASING | 559 |  | 1 | 0.5 | 1 | 0 | 0 | 0 | 0 |  | 0 | 0 |  | 0 | 0 | 0 | Under ROP
560S1.0D | 560 Diam Silencer 1.0D | FM - DONKIN | 0 |  |  | 1 | 1 | 0 | 0 | 0 | 0 |  | 0 | 0 |  | 0 | 0 | 0 | Under ROP
560S1.0DP | 560 Diam Silencer 1.0D Podded | FM - DONKIN | 0 |  |  | 1 | 1 | 0 | 0 | 0 | 0 |  | 0 | 0 |  | 0 | 0 | 0 | Under ROP
560S1.5D | 560 Diam Silencer 1.5D | FM - DONKIN |  | 0.06 | 0.23 | 1 | 1 | 0 | 0 | 0 | 0 |  | 0 | 0 | Attenu-Tec | 0 | 0 |  | Overstocked
560S1.5DP | 560 Diam Silencer 1.5D Podded | FM - SILENCER | 2617 | 4 | 0.8 | 0.5 | 1 | 2 | 3 | 5 | 9 |  | 0 | 9 | Attenu-Tec | 0 | 9 | 23553 | Under ROP
560S2.0D | 560 Diam Silencer 2.0D | FM - DONKIN | 0 |  |  | 1 | 1 | 0 | 0 | 0 | 0 |  | 0 | 0 |  | 0 | 0 | 0 | Under ROP
560S2.0DP | 560 Diam Silencer 2.0D Podded | FM - DONKIN |  | 1.2 | 1.2 | 1 | 1 | 1 | 1 | 2 | 3 |  | 0 | 1 | Attenu-Tec | 0 | 1 |  | Under ROP
560SC | Screen | FM - DONKIN | 386 | 0.65 | 0.38 | 1 | 1 | 1 | 0 | 1 | 2 |  | 0 | 0 | Air Speration | 0 | 0 | 0 | Overstocked
560SM1.0D | 560 Diam Melinex Silencer 1.0D | FM - DONKIN | 0 |  |  | 1 | 1 | 0 | 0 | 0 | 0 |  | 0 | 0 |  | 0 | 0 | 0 | Under ROP
560SM1.0DP | 560 Diam Melinex Silencer 1.0D Podded | FM - DONKIN |  | 0.08 | 0.39 | 1 | 1 | 0 | 0 | 0 | 0 |  | 0 | 0 | Attenu-Tec | 0 | 0 |  | Under ROP
560SM1.5D | 560 Diam Melinex Silencer 1.5D | FM - DONKIN | 0 |  |  | 1 | 1 | 0 | 0 | 0 | 0 |  | 0 | 0 |  | 0 | 0 | 0 | Under ROP
560SM1.5DP | 560 Diam Melinex Silencer 1.5D Podded | FM - DONKIN |  | 0.47 | 0.51 | 1 | 1 | 0 | 0 | 0 | 0 |  | 0 | 0 | Attenu-Tec | 0 | 0 |  | Overstocked
560SM2.0D | 560 Diam Melinex Silencer 2.0D | FM - DONKIN | 0 |  |  | 1 | 1 | 0 | 0 | 0 | 0 |  | 0 | 0 |  | 0 | 0 | 0 | Under ROP
560SM2.0DP | 560 Diam Silencer Melinex 2.0D Podded | FM - SILENCER | 3435 | 0.67 | 1.74 | 0.5 | 1 | 0 | 1 | 1 | 2 |  | 0 | 0 | Attenu-Tec | 0 | 0 | 0 | Overstocked
560WC | Wall Cowl & Screen |  | 0 |  |  | 1 | 1 | 0 | 0 | 0 | 0 |  | 0 | 0 |  | 0 | 0 | 0 | Under ROP
600 X 600 | Sand Trap Air Louver |  | 0 |  |  | 1 | 1 | 0 | 0 | 0 | 0 |  | 0 | 0 |  | 0 | 0 | 0 | Under ROP
600/150 | 150NB T600 RINGS CUT IN ORDER TO MACHINE FLANGES |  | 0 | 3 | 0.16 | 1 | 1 | 3 | 0 | 3 | 6 |  | 0 | 0 | Malcolm Arnot CC ( Linkflex) | 0 | 0 | 0 | Healthy
600WC | Wall Cowl & Screen |  | 0 |  |  | 1 | 1 | 0 | 0 | 0 | 0 |  | 0 | 0 |  | 0 | 0 | 0 | Under ROP
600WL | Weather Louvre |  | 0 |  |  | 1 | 1 | 0 | 0 | 0 | 0 |  | 0 | 0 |  | 0 | 0 | 0 | Under ROP
6038M104 | AT18/18 AR 035 PHASE | FM - NICOTRA |  | 0.26 | 0.65 | 1 | 1 | 0 | 0 | 0 | 0 |  | 0 | 0 | Nicotra | 0 | 0 |  | Overstocked
610303 | DD 7-7 - 610303 - 62W 6P 230V-1Ph | FM - NICOTRA | 0 |  |  | 1 | 1 | 0 | 0 | 0 | 0 |  | 0 | 0 | Nicotra | 0 | 0 | 0 | Under ROP
610318 | DD 12/9 - 610318 - 1100W 6P 400V - 3Ph | FM - NICOTRA | 0 |  |  | 1 | 1 | 0 | 0 | 0 | 0 |  | 0 | 0 | Nicotra | 0 | 0 | 0 | Under ROP
610633 | DD 7/7 - 610633 - 147W 4P 230V-1Ph | FM - NICOTRA | 0 |  |  | 1 | 1 | 0 | 0 | 0 | 0 |  | 0 | 0 | Nicotra | 0 | 0 | 0 | Overstocked
630 | 630mm Fan Guard |  | 0 |  |  | 1 | 1 | 0 | 0 | 0 | 0 |  | 0 | 0 |  | 0 | 0 | 0 | Under ROP
630 IC | Inlet Cone c/w Screen |  | 0 |  |  | 1 | 1 | 0 | 0 | 0 | 0 |  | 0 | 0 |  | 0 | 0 | 0 | Under ROP
630 Screen | Majax-2 Screen | FM - DONKIN | 0 | 0.04 | 1.58 | 1 | 1 | 0 | 0 | 0 | 0 |  | 0 | 0 | Centrifab (Pty) Ltd | 0 | 0 | 0 | Under ROP
630-1000AVMS | 630 to 1000 NDB GREEN Neoprene Floor Mounts | FM - DONKIN | 58.37 | 28 | 0.39 | 0.5 | 1 | 14 | 11 | 25 | 53 |  | 0 | 0 | Seal 'N Devices (Pty) Ltd | 0 | 0 | 0 | Overstocked
630.20.D.4 | Spare Impeller | FM - DONKIN |  | 0.05 | 0 | 1 | 1 | 0 | 0 | 0 | 0 |  | 0 | 0 | Centrifab (Pty) Ltd | 0 | 0 |  | Overstocked
630/150/10 SI | Spare Impeller (0630mm 'B' 150A10AR 24mm 090Frame Deg 35 DEG - FM3180) | Accessories |  | 0.1 | 0.85 | 1 | 1 | 0 | 0 | 0 | 0 |  | 0 | 0 | Luft Industries Natal (Pty) Ltd | 0 | 0 |  | Overstocked
630/150/5 SI | Spare Impeller | FM - DONKIN |  | 0.24 | 0.88 | 1 | 1 | 0 | 0 | 0 | 0 |  | 0 | 0 | Centrifab (Pty) Ltd | 0 | 0 |  | Overstocked
630/150/6 SI | Spare Impeller |  | 0 |  |  | 1 | 1 | 0 | 0 | 0 | 0 |  | 0 | 0 |  | 0 | 0 | 0 | Under ROP
630/250/7SI | Spare Impeller | Accessories |  | 0.1 | 0.07 | 1 | 1 | 0 | 0 | 0 | 0 |  | 0 | 0 | Luft Industries Natal (Pty) Ltd | 0 | 0 |  | Under ROP
630/3/6 | UV 630/3/6 c/w 1.5 kW 6 Pole 380V | FM - DONKIN |  | 0.13 | 1.64 | 1 | 1 | 0 | 0 | 0 | 0 |  | 0 | 0 | Air Speration | 0 | 0 |  | Overstocked
630CF | 630 Diam Counter Flange | FM - CFLANGE | 114 | 5 | 0.56 | 0.5 | 1 | 2 | 3 | 5 | 10 |  | 0 | 10 | Air Speration | 0 | 10 | 1140 | Under ROP
630CFUG | 630 Diam Counter Flange Ungalvanised | FM - CFLANGE | 114 | 8 | 0.38 | 0.5 | 1 | 4 | 3 | 7 | 15 |  | 0 | 0 | ULTIMATENG (PTY) LTD | 0 | 0 | 0 | Overstocked
630FC | 630 Diam Flexible Connection | FM - DONKIN | 822 | 0.43 | 0.83 | 1 | 1 | 0 | 0 | 0 | 0 |  | 0 | 0 | Attenu-Tec | 0 | 0 | 0 | Overstocked
630HD | 630mm Horizontal Discharge Unit with flange and mesh | FM - DONKIN |  | 0.07 | 0.16 | 1 | 1 | 0 | 0 | 0 | 0 |  | 0 | 0 | Attenu-Tec HVAC Parts | 0 | 0 |  | Overstocked
630HVJ-2S | 630 Diam Vertical Discharge Unit | FM - DONKIN |  | 0.76 | 0.42 | 1 | 1 | 1 | 0 | 1 | 2 |  | 0 | 0 | Attenu-Tec HVAC Parts | 0 | 0 |  | Overstocked
630HVJ-2SB | 630 Diam Vertical Discharge BASE | FM - DONKIN | 0 |  |  | 1 | 1 | 0 | 0 | 0 | 0 |  | 0 | 0 |  | 0 | 0 | 0 | Under ROP
630MB | 630 Impeller - Balance and Machine |  | 0 | 0.05 | 0 | 1 | 1 | 0 | 0 | 0 | 0 |  | 0 | 0 | Phoenix Fans & Engineering | 0 | 0 | 0 | Overstocked
630MBP05 | 1-0350-240 P05 - 630 Motor Bracket |  | 0 | 10.48 | 0.31 | 1 | 1 | 10 | 3 | 13 | 23 |  | 0 | 0 | Intervent-Universal (Pty) Ltd | 0 | 0 | 0 | Overstocked
630MF | 630 Diam Mounting Feet | FM - MFEET | 132.9181 | 4 | 0.66 | 0.5 | 1 | 2 | 3 | 5 | 9 |  | 8 | 1 | Air Speration | 0 | 1 | 132.92 | Under ROP
630MFUG | 630 Diam Mounting Feet Ungalvanised | FM - MFEET | 121.15 | 6.75 | 0.38 | 0.5 | 1 | 3 | 3 | 6 | 13 |  | 0 | 0 | ULTIMATENG (PTY) LTD | 0 | 0 | 0 | Overstocked
630MV112P | Minevent 630 c/w 11kw 2P 400V |  | 0 |  |  | 1 | 1 | 0 | 0 | 0 | 0 |  | 0 | 0 |  | 0 | 0 | 0 | Under ROP
630PLT400-2MM | 630 Casing Sheet - 1987 x 400 - 2mm | CASING | 503 |  | 1 | 0.5 | 1 | 0 | 0 | 0 | 0 |  | 0 | 0 |  | 0 | 0 | 0 | Overstocked
630PLT400-3MM | 630 Casing Sheet - 1987 x 400 - 3mm | CASING | 503 | 4 | 0.49 | 0.5 | 1 | 2 | 2 | 4 | 8 |  | 0 | 0 | NJR STEEL - ALRODE (PTY) LTD | 0 | 0 | 0 | Healthy
630PLT500-3MM | 630 Casing Sheet - 1987 x 500 - 3mm | CASING | 628 |  | 1 | 0.5 | 1 | 0 | 0 | 0 | 0 |  | 0 | 0 |  | 0 | 0 | 0 | Under ROP
630S1.0D | 630 Diam Silencer 1.0D | FM - DONKIN | 0 |  |  | 1 | 1 | 0 | 0 | 0 | 0 |  | 0 | 0 |  | 0 | 0 | 0 | Under ROP
630S1.0DP | 630 Diam Silencer 1.0D Podded | FM - DONKIN | 0 |  |  | 1 | 1 | 0 | 0 | 0 | 0 |  | 0 | 0 |  | 0 | 0 | 0 | Under ROP
630S1.5D | 630 Diam Silencer 1.5D | FM - DONKIN | 0 |  |  | 1 | 1 | 0 | 0 | 0 | 0 |  | 0 | 0 |  | 0 | 0 | 0 | Under ROP
630S1.5DP | 630 Diam Silencer 1.5D Podded | FM - SILENCER | 3010 | 2.56 | 0.77 | 0.5 | 1 | 1 | 2 | 3 | 6 |  | 0 | 6 | Attenu-Tec | 0 | 6 | 18060 | Under ROP
630S2.0D | 630 Diam Silencer 2.0D | FM - DONKIN |  | 0.1 | 1.08 | 1 | 1 | 0 | 0 | 0 | 0 |  | 0 | 0 | Attenu-Tec | 0 | 0 |  | Under ROP
630S2.0DP | 630 Diam Silencer 2.0D Podded | FM - DONKIN |  | 1.77 | 1.24 | 1 | 1 | 2 | 2 | 4 | 6 |  | 0 | 6 | Attenu-Tec | 0 | 6 |  | Under ROP
630SC | Screen |  | 455 | 0.18 | 0.38 | 1 | 1 | 0 | 0 | 0 | 0 |  | 0 | 0 | Heinmor Wire Products CC | 0 | 0 | 0 | Overstocked
630SM1.0D | 630 Diam Melinex Silencer 1.0D | FM - DONKIN | 0 |  |  | 1 | 1 | 0 | 0 | 0 | 0 |  | 0 | 0 |  | 0 | 0 | 0 | Under ROP
630SM1.0DP | 630 Diam Melinex Silencer 1.0D Podded | FM - DONKIN |  | 0.15 | 0.39 | 1 | 1 | 0 | 0 | 0 | 0 |  | 0 | 0 | Attenu-Tec | 0 | 0 |  | Under ROP
630SM1.5D | 630 Diam Melinex Silencer 1.5D | FM - DONKIN |  | 0.07 | 0.2 | 1 | 1 | 0 | 0 | 0 | 0 |  | 0 | 0 | Attenu-Tec | 0 | 0 |  | Overstocked
630SM1.5DP | 630 Diam Melinex Silencer 1.5D Podded | FM - DONKIN |  | 1.12 | 0.69 | 1 | 1 | 1 | 1 | 2 | 3 |  | 0 | 0 | Attenu-Tec | 0 | 0 |  | Overstocked
630SM2.0D | 630 Diam Melinex Silencer 2.0D | FM - DONKIN | 0 |  |  | 1 | 1 | 0 | 0 | 0 | 0 |  | 0 | 0 |  | 0 | 0 | 0 | Under ROP
630SM2.0DP | 630 Diam Melinex Silencer 2.0D Podded | FM - DONKIN |  | 0.19 | 1.45 | 1 | 1 | 0 | 0 | 0 | 0 |  | 0 | 0 | Attenu-Tec | 0 | 0 |  | Overstocked
630WC | Wall Cowl & Screen | FM - DONKIN |  | 0.09 | 1.61 | 1 | 1 | 0 | 0 | 0 | 0 |  | 0 | 0 | Attenu-Tec HVAC Parts | 0 | 0 |  | Overstocked
650503207000 | BEARING 3207 2RS |  | 0 |  |  | 1 | 1 | 0 | 0 | 0 | 0 |  | 0 | 0 |  | 0 | 0 | 0 | Under ROP
6DA005KZZ000000 | DDMP 8/9 T M6A1 DA5 | FM - NICOTRA | 0 |  |  | 1 | 1 | 0 | 0 | 0 | 0 |  | 0 | 0 | Nicotra | 0 | 0 | 0 | Under ROP
6DB0046ZZ0000000 | DDMP 10/8 M6A4 DA8 | FM - NICOTRA | 0 |  |  | 1 | 1 | 0 | 0 | 0 | 0 |  | 0 | 0 | Nicotra | 0 | 0 | 0 | Under ROP
6E21001 | RDHEO/0180 | FM - NICOTRA | 0 |  |  | 1 | 1 | 0 | 0 | 0 | 0 |  | 0 | 0 | Nicotra | 0 | 0 | 0 | Overstocked
6H2108DZZ0000000 | RDH 710 K2 | Nicotra | 0 | 1 | 0.99 | 1 | 1 | 1 | 1 | 2 | 3 |  | 0 | 3 | Regal Beloit Italy S.p.A - Nicotra . | 0 | 3 | 0 | Under ROP
6M020K | DDM 9/7 6M020K - 300W 4P 400V-3Ph | FM - NICOTRA | 0 |  |  | 1 | 1 | 0 | 0 | 0 | 0 |  | 0 | 0 | Nicotra | 0 | 0 | 0 | Under ROP
6M020M | DDM 9/7 - 6M020M - 550W 4P 230V-1Ph | FM - NICOTRA | 0 |  |  | 1 | 1 | 0 | 0 | 0 | 0 |  | 0 | 0 | Nicotra | 0 | 0 | 0 | Under ROP
6M02149B | DDM 10/10 3F 6P 550W | FM - NICOTRA |  | 0.3 | 0.92 | 1 | 1 | 0 | 0 | 0 | 0 |  | 0 | 0 | Nicotra | 0 | 0 |  | Under ROP
6M0247 | DDM 9/7 - 6M0247 - 200W 6P 230V-1Ph | FM - NICOTRA | 0 |  |  | 1 | 1 | 0 | 0 | 0 | 0 |  | 0 | 0 | Nicotra | 0 | 0 | 0 | Under ROP
6M0299 | DDM 7/7 - 6M0299 - 300W 4P 230V-1Ph | FM - NICOTRA | 0 |  |  | 1 | 1 | 0 | 0 | 0 | 0 |  | 0 | 0 | Nicotra | 0 | 0 | 0 | Under ROP
6M02H0 | DDM 10/10 - 6M02H0 - 600W 4P 220V-1Ph | FM - NICOTRA | 0 |  |  | 1 | 1 | 0 | 0 | 0 | 0 |  | 0 | 0 | Nicotra | 0 | 0 | 0 | Under ROP
6M02H4 | DDM 10/8 - 6M02H4 - 550W 4P 230V-1Ph | FM - NICOTRA | 0 |  |  | 1 | 1 | 0 | 0 | 0 | 0 |  | 0 | 0 | Nicotra | 0 | 0 | 0 | Overstocked
6M02H5 | DDM 10/8 - 6M02H5 - 600W 4P 380V | FM - NICOTRA | 0 |  |  | 1 | 1 | 0 | 0 | 0 | 0 |  | 0 | 0 | Nicotra | 0 | 0 | 0 | Under ROP
6M02P4 | DDM 10/10 - 6M02P4 - 550W 4P 230V-1Ph | FM - NICOTRA | 0 |  |  | 1 | 1 | 0 | 0 | 0 | 0 |  | 0 | 0 | Nicotra | 0 | 0 | 0 | Overstocked
6M02R7 | DDM 10/10 - 6M02R7 - 500W 6P 230V-1Ph | FM - NICOTRA | 0 |  |  | 1 | 1 | 0 | 0 | 0 | 0 |  | 0 | 0 | Nicotra | 0 | 0 | 0 | Overstocked
6M02R9 | DDM 9/9 - 6M02R9 - 550W 4P 220V-1Ph | FM - NICOTRA | 5602.5 | 0.55 | 0.3 | 1 | 1 | 1 | 0 | 1 | 2 |  | 0 | 0 | Nicotra | 0 | 0 | 0 | Overstocked
6M0312 | DD 10/8 - 6M0312 - 245W 6P 220V - 1Ph | FM - NICOTRA | 0 |  |  | 1 | 1 | 0 | 0 | 0 | 0 |  | 0 | 0 | Nicotra | 0 | 0 | 0 | Under ROP
6M04A4/01 | DDMP 10/10 230V |  |  |  |  | 1 | 1 | 0 | 0 | 0 | 0 |  | 0 | 0 |  | 0 | 0 |  | Under ROP
6M04A5 | DDMP8/7 | FM - NICOTRA | 0 |  |  | 1 | 1 | 0 | 0 | 0 | 0 |  | 0 | 0 | Nicotra | 0 | 0 | 0 | Under ROP
6M0607 | DD 12/9 - 6M0607 - 590W 6P 400V - 3Ph | FM - NICOTRA | 0 |  |  | 1 | 1 | 0 | 0 | 0 | 0 |  | 0 | 0 | Nicotra | 0 | 0 | 0 | Overstocked
6M061U | DD 10/10 - 6M061U - 550W 6P 220V - 1Ph | FM - NICOTRA | 0 |  |  | 1 | 1 | 0 | 0 | 0 | 0 |  | 0 | 0 | Nicotra | 0 | 0 | 0 | Under ROP
6M0629 | DD 9/7 - 6M0629 - 373W 4P 220V - 13Ph | FM - NICOTRA | 0 |  |  | 1 | 1 | 0 | 0 | 0 | 0 |  | 0 | 0 | Nicotra | 0 | 0 | 0 | Overstocked
6M0631 | DD 10/8 - 6M0631 - 373W 4P 220V - 1Ph | FM - NICOTRA | 0 |  |  | 1 | 1 | 0 | 0 | 0 | 0 |  | 0 | 0 | Nicotra | 0 | 0 | 0 | Overstocked
6M066N | DD 9/9 - 6M066N - 550W 4P 220V - 1Ph | FM - NICOTRA | 0 |  |  | 1 | 1 | 0 | 0 | 0 | 0 |  | 0 | 0 | Nicotra | 0 | 0 | 0 | Under ROP
6M0679 | DD 10/10 - 6M0679 - 500W - 6P 220V - 1Ph | FM - NICOTRA | 0 |  |  | 1 | 1 | 0 | 0 | 0 | 0 |  | 0 | 0 | Nicotra | 0 | 0 | 0 | Overstocked
6M0690 | DD 9/7 - 6M0690 - 245W 6P 220V - 13Ph | FM - NICOTRA | 0 |  |  | 1 | 1 | 0 | 0 | 0 | 0 |  | 0 | 0 | Nicotra | 0 | 0 | 0 | Under ROP
6M0697 | DD 9/9 - 6M0697 - 300W 4P 220V - 1Ph | FM - NICOTRA | 0 |  |  | 1 | 1 | 0 | 0 | 0 | 0 |  | 0 | 0 | Nicotra | 0 | 0 | 0 | Under ROP
6M0698 | DD 9/9 - 6M0698 - 248W 6P 220V - 1Ph | FM - NICOTRA | 0 |  |  | 1 | 1 | 0 | 0 | 0 | 0 |  | 0 | 0 | Nicotra | 0 | 0 | 0 | Under ROP
6M06WA | DD9/9 4PIP - 370W | FM - NICOTRA | 0 |  |  | 1 | 1 | 0 | 0 | 0 | 0 |  | 0 | 0 | Nicotra | 0 | 0 | 0 | Overstocked
6N02R9 | DDM 9/9 - 6N02R9 - 550W 4P 220V-1Ph | FM - NICOTRA | 0 |  |  | 1 | 1 | 0 | 0 | 0 | 0 |  | 0 | 0 | Nicotra | 0 | 0 | 0 | Under ROP
6N02XF | DDM 10/10 E6G2503 1F 4P 1V | FM - NICOTRA |  | 1.43 | 0.89 | 1 | 1 | 1 | 1 | 2 | 3 |  | 0 | 0 | Nicotra | 0 | 0 |  | Overstocked
6N0320 | DD 12/12 - 6N0320 - 1100W 6P 400V 3Ph | FM - NICOTRA | 0 |  |  | 1 | 1 | 0 | 0 | 0 | 0 |  | 0 | 0 | Nicotra | 0 | 0 | 0 | Under ROP
6X4 HOT RUBBER CBK | 6X4 HOT RUBBER CBK |  | 92.5 | 0.53 | 0 | 1 | 1 | 1 | 0 | 1 | 2 |  | 0 | 0 | ABNER ELECTRICAL WHOLESALERS (PTY) LTD | 0 | 0 | 0 | Overstocked
6mmEW | End Washer - 43mm OD and 6mm ID - Plated |  | 14 | 0.8 | 0.07 | 1 | 1 | 1 | 0 | 1 | 2 |  | 0 | 0 | Mafilisti Trading and Projects (Pty) Ltd | 0 | 0 | 0 | Overstocked
7.523PM | 7.5kW 2P 38V Pad Mount Motor | FM - MOTORS | 1200 | 0.29 | 0.87 | 1 | 1 | 0 | 0 | 0 | 0 |  | 0 | 0 | ACTOM | 0 | 0 | 0 | Overstocked
7.52FM | 7.5KW 2P 400V FOOT | FM - MOTORS |  | 0.06 | 1.68 | 1 | 1 | 0 | 0 | 0 | 0 |  | 0 | 0 | ACTOM | 0 | 0 |  | Overstocked
7.543FM | 7.5kW 4P 400V B3 Alum QL3 Foot Mount | FM - MOTORS |  | 0.4 | 1.4 | 1 | 1 | 0 | 1 | 1 | 1 |  | 0 | 0 | ACTOM | 0 | 0 |  | Overstocked
7.543PM | 7.5kW 4P 380V Pad Mount Motor | FM - MOTORS | 5225 | 0.63 | 0.58 | 1 | 1 | 1 | 0 | 1 | 2 |  | 0 | 0 | ACTOM | 0 | 0 | 0 | Overstocked
7.5kW | 4Pole 380V IE1 B3 Cast Iron Foot Mount | FM - MOTORS |  | 0.04 | 0.69 | 1 | 1 | 0 | 0 | 0 | 0 |  | 0 | 0 | ACTOM | 0 | 0 |  | Under ROP
7000034 | CDC 100 - 7000034 - CDC 100C | FM - OSTBERG | 0 |  |  | 1 | 1 | 0 | 0 | 0 | 0 |  | 0 | 0 | Ostberg | 0 | 0 | 0 | Overstocked
7000037 | CDC 125 - 7000037 - CDC 125C | FM - OSTBERG | 0 |  |  | 1 | 1 | 0 | 0 | 0 | 0 |  | 0 | 0 | Ostberg | 0 | 0 | 0 | Under ROP
7000043 | CDC 150 - 7000043 - CDC 150C | FM - OSTBERG | 0 |  |  | 1 | 1 | 0 | 0 | 0 | 0 |  | 0 | 0 | Ostberg | 0 | 0 | 0 | Under ROP
7000048 | CDC 160 - 7000048 - CDC160B | FM - OSTBERG | 0 |  |  | 1 | 1 | 0 | 0 | 0 | 0 |  | 0 | 0 | Ostberg | 0 | 0 | 0 | Overstocked
7000053 | CDC 200/0.8 - 7000053 - CDC200A | FM - OSTBERG | 0 |  |  | 1 | 1 | 0 | 0 | 0 | 0 |  | 0 | 0 | Ostberg | 0 | 0 | 0 | Overstocked
7000057 | CDC 200/0.8 - 7000057 - CDC200B | FM - OSTBERG | 0 |  |  | 1 | 1 | 0 | 0 | 0 | 0 |  | 0 | 0 | Ostberg | 0 | 0 | 0 | Under ROP
7000059 | CDC 250 - 7000059 - CDC250C | FM - OSTBERG | 0 |  |  | 1 | 1 | 0 | 0 | 0 | 0 |  | 0 | 0 | Ostberg | 0 | 0 | 0 | Under ROP
7000067 | CDC315 - 7000067 - CDC315B | FM - OSTBERG | 2386.5 | 0.11 | 0 | 1 | 1 | 0 | 0 | 0 | 0 |  | 0 | 0 | Ostberg | 0 | 0 | 0 | Overstocked
7000072 | CDC315 - 7000072 - CDC315C | FM - OSTBERG | 0 |  |  | 1 | 1 | 0 | 0 | 0 | 0 |  | 0 | 0 | Ostberg | 0 | 0 | 0 | Overstocked
7000073 | LT6 - 6Amps | FM - OSTBERG | 0 |  |  | 1 | 1 | 0 | 0 | 0 | 0 |  | 0 | 0 | Ostberg | 0 | 0 | 0 | Under ROP
7000074 | LT10 - 10 Amps | FM - OSTBERG | 0 |  |  | 1 | 1 | 0 | 0 | 0 | 0 |  | 0 | 0 | Ostberg | 0 | 0 | 0 | Overstocked
71 FR 13.8 | 71 Motor frame - 13.8 mm OD spacer | FM - WORKS | 30 | 2.32 | 0.2 | 0.5 | 1 | 1 | 0 | 1 | 3 |  | 0 | 0 | Hulmak Engineering cc | 0 | 0 | 0 | Overstocked
710 B | Blades | FM - DONKIN | 310 | 7.27 | 0.16 | 1 | 1 | 7 | 1 | 8 | 15 |  | 0 | 15 | Centrifab (Pty) Ltd | 0 | 15 | 4650 | Under ROP
710 LS | Weather Louvre |  | 0 |  |  | 1 | 1 | 0 | 0 | 0 | 0 |  | 0 | 0 |  | 0 | 0 | 0 | Under ROP
710 SI | Spare Impeller | Accessories |  | 0.15 | 0.66 | 1 | 1 | 0 | 0 | 0 | 0 |  | 0 | 0 | Luft Industries Natal (Pty) Ltd | 0 | 0 |  | Overstocked
710/150/10 SI | Spare Impeller (710mm 'B' 150A10AR 28mm 100Frame 37 DEG - FM3173 | Accessories |  | 0.5 | 0.81 | 1 | 1 | 0 | 0 | 0 | 0 |  | 0 | 0 | Luft Industries Natal (Pty) Ltd | 0 | 0 |  | Overstocked
710CF | 710 Diam Counter Flange | FM - CFLANGE | 128 | 3.2 | 0.9 | 0.5 | 1 | 2 | 3 | 5 | 8 |  | 0 | 0 | Air Speration | 0 | 0 | 0 | Overstocked
710CFUG | 710 Diam Counter Flange Ungalvanised | FM - CFLANGE | 128 | 6 | 0.23 | 0.5 | 1 | 3 | 1 | 4 | 10 |  | 0 | 0 | ULTIMATENG (PTY) LTD | 0 | 0 | 0 | Overstocked
710FC | 710 Diam Flexible Connection | FM - DONKIN | 860 | 0.33 | 1.69 | 1 | 1 | 0 | 1 | 1 | 1 |  | 0 | 1 | Attenu-Tec HVAC Parts | 0 | 1 | 860 | Under ROP
710HVJ-2S | 710 Diam Vertical Discharge Unit | FM - DONKIN |  | 0.33 | 1.11 | 1 | 1 | 0 | 0 | 0 | 0 |  | 0 | 0 | Attenu-Tec HVAC Parts | 0 | 0 |  | Under ROP
710HVJ-2SB | 710 Diam Vertical Discharge BASE | FM - DONKIN | 0 |  |  | 1 | 1 | 0 | 0 | 0 | 0 |  | 0 | 0 |  | 0 | 0 | 0 | Under ROP
710IC | Majax Inlet Cone c/w Screen |  | 0 | 4 |  | 1 | 1 | 0 | 0 | 0 | 0 |  | 0 | 0 |  | 0 | 0 | 0 | Under ROP
710MBP06 | 1-0350-240 P06 - 710 Motor Bracket |  | 0 | 8.4 | 0.32 | 1 | 1 | 8 | 3 | 11 | 19 |  | 0 | 0 | Intervent-Universal (Pty) Ltd | 0 | 0 | 0 | Overstocked
710MF | 710 Diam Mounting Feet | FM - MFEET | 124.8581 | 4.7 | 0.88 | 0.5 | 1 | 2 | 4 | 6 | 11 |  | 11 | 0 | Air Speration | 0 | 0 | 0 | Under ROP
710MFUG | 710 Diam Mounting Feet Ungalvanised | FM - MFEET | 111.09 | 6.75 | 0.38 | 0.5 | 1 | 3 | 3 | 6 | 13 |  | 0 | 0 | ULTIMATENG (PTY) LTD | 0 | 0 | 0 | Overstocked
710PLT400-2MM | 710 Casing Sheet - 2238 x 400 - 2mm | CASING | 566 |  | 1 | 0.5 | 1 | 0 | 0 | 0 | 0 |  | 0 | 0 |  | 0 | 0 | 0 | Overstocked
710PLT400-3MM | 710 Casing Sheet - 2238 x 400 - 3mm | CASING | 566 | 3.5 | 0.49 | 0.5 | 1 | 2 | 2 | 4 | 8 |  | 0 | 0 | NJR STEEL - ALRODE (PTY) LTD | 0 | 0 | 0 | Healthy
710PLT500-3MM | 710 Casing Sheet - 2238 x 500 - 3mm | CASING | 703 |  | 1 | 0.5 | 1 | 0 | 0 | 0 | 0 |  | 0 | 0 |  | 0 | 0 | 0 | Under ROP
710S1.0D | 710 Diam Silencer 1.0D | FM - DONKIN | 0 |  |  | 1 | 1 | 0 | 0 | 0 | 0 |  | 0 | 0 |  | 0 | 0 | 0 | Under ROP
710S1.0DP | 710 Diam Silencer 1.0D Podded | FM - DONKIN | 0 |  |  | 1 | 1 | 0 | 0 | 0 | 0 |  | 0 | 0 |  | 0 | 0 | 0 | Under ROP
710S1.5D | 710 Diam Silencer 1.5D | FM - DONKIN | 0 |  |  | 1 | 1 | 0 | 0 | 0 | 0 |  | 0 | 0 |  | 0 | 0 | 0 | Under ROP
710S1.5DP | 710 Diam Silencer 1.5D Podded | FM - SILENCER | 3685 | 1.47 | 0.68 | 0.5 | 1 | 1 | 1 | 2 | 3 |  | 0 | 3 | Attenu-Tec | 0 | 3 | 11055 | Under ROP
710S2.0D | 710 Diam Silencer 2.0D | FM - DONKIN | 0 |  |  | 1 | 1 | 0 | 0 | 0 | 0 |  | 0 | 0 |  | 0 | 0 | 0 | Under ROP
710S2.0DP | 710 Diam Silencer 2.0D Podded | FM - DONKIN |  | 1.57 | 1.22 | 1 | 1 | 2 | 2 | 4 | 6 |  | 0 | 6 | Attenu-Tec | 0 | 6 |  | Under ROP
710SC | Side Screen |  | 541 | 1.3 | 0.39 | 1 | 1 | 1 | 1 | 2 | 3 |  | 0 | 0 | Heinmor Wire Products CC | 0 | 0 | 0 | Overstocked
710SM1.0D | 710 Diam Melinex Silencer 1.0D | FM - DONKIN | 0 |  |  | 1 | 1 | 0 | 0 | 0 | 0 |  | 0 | 0 |  | 0 | 0 | 0 | Under ROP
710SM1.0DP | 710 Diam Melinex Silencer 1.0D Podded | FM - DONKIN | 0 |  |  | 1 | 1 | 0 | 0 | 0 | 0 |  | 0 | 0 |  | 0 | 0 | 0 | Under ROP
710SM1.5D | 710 Diam Melinex Silencer 1.5D | FM - DONKIN |  | 0.06 | 0.23 | 1 | 1 | 0 | 0 | 0 | 0 |  | 0 | 0 | Attenu-Tec | 0 | 0 |  | Under ROP
710SM1.5DP | 710 Diam Melinex Silencer 1.5D Podded | FM - SILENCER | 3500.75 | 1.09 | 0.66 | 0.5 | 1 | 1 | 1 | 2 | 3 |  | 0 | 0 | Attenu-Tec | 0 | 0 | 0 | Overstocked
710SM2.0D | 710 Diam Melinex Silencer 2.0D | FM - DONKIN | 0 |  |  | 1 | 1 | 0 | 0 | 0 | 0 |  | 0 | 0 |  | 0 | 0 | 0 | Under ROP
710SM2.0DP | 710 Diam Melinex Silencer 2.0D Podded | FM - DONKIN | 0 |  |  | 1 | 1 | 0 | 0 | 0 | 0 |  | 0 | 0 |  | 0 | 0 | 0 | Under ROP
710WC | Wall Cowl & Screen | FM - DONKIN |  | 0.5 | 1.91 | 1 | 1 | 0 | 1 | 1 | 2 |  | 0 | 0 | Attenu-Tec HVAC Parts | 0 | 0 |  | Overstocked
71848 | PRA REDUCER STD BRASS 40M - 25F |  | 112.71 | 0.33 | 0.13 | 1 | 1 | 0 | 0 | 0 | 0 |  | 0 | 0 | Pratley (Pty) Ltd | 0 | 0 | 0 | Overstocked
73-18 | YCI607A HELLEMON T : RED HANDLE WIRE STRIPPER | FM - WORKS | 238.5 | 0.08 | 0.36 | 1 | 1 | 0 | 0 | 0 | 0 |  | 0 | 0 | Atlantic Lighting & Electrical distributors | 0 | 0 | 0 | Overstocked
73-191 | HYAC5 CRIMP TOOL B : BOOTLACE CRIMPER | FM - WORKS | 973.32 | 0.08 | 0.36 | 1 | 1 | 0 | 0 | 0 | 0 |  | 0 | 0 | Atlantic Lighting & Electrical distributors | 0 | 0 | 0 | Overstocked
734SSC | 734 Special Screen - Hot Dip Galvinised |  | 541 | 0.06 | 0.16 | 1 | 1 | 0 | 0 | 0 | 0 |  | 0 | 0 | Heinmor Wire Products CC | 0 | 0 | 0 | Overstocked
762-37 | 762mm 37kw 2P 525V Flameproof Auxiliary Fan |  | 0 | 0.04 | 0.53 | 1 | 1 | 0 | 0 | 0 | 0 |  | 0 | 0 | Oniet Enterprise (Pty) Ltd | 0 | 0 | 0 | Under ROP
762-45 | 762mm 45KW 2P 525V Flameproof Auxiliary Fan |  | 0 | 0.04 | 0.53 | 1 | 1 | 0 | 0 | 0 | 0 |  | 0 | 0 | Oniet Enterprise (Pty) Ltd | 0 | 0 | 0 | Under ROP
762Assembly | 762 Assembly, and Miscellaneous |  | 0 |  |  | 1 | 1 | 0 | 0 | 0 | 0 |  | 0 | 0 |  | 0 | 0 | 0 | Under ROP
762Flame | 762 Flameproof Track |  | 0 |  |  | 1 | 1 | 0 | 0 | 0 | 0 |  | 0 | 0 |  | 0 | 0 | 0 | Under ROP
762Grille | 762 Grille |  | 0 |  |  | 1 | 1 | 0 | 0 | 0 | 0 |  | 0 | 0 |  | 0 | 0 | 0 | Under ROP
762IMP | 762 Impeller |  | 0 |  |  | 1 | 1 | 0 | 0 | 0 | 0 |  | 0 | 0 |  | 0 | 0 | 0 | Under ROP
762Silenced- Motor | 762 Silenced Motor Barrel |  | 0 |  |  | 1 | 1 | 0 | 0 | 0 | 0 |  | 0 | 0 |  | 0 | 0 | 0 | Under ROP
762Silenced-Stator | 762 Silenced Stator Barrel c/w Stator |  | 0 |  |  | 1 | 1 | 0 | 0 | 0 | 0 |  | 0 | 0 |  | 0 | 0 | 0 | Under ROP
77521 | AT 7/7 SC - Single Unit | FM - NICOTRA | 2340 | 0.36 | 0.3 | 1 | 1 | 0 | 0 | 0 | 0 |  | 0 | 0 | Nicotra | 0 | 0 | 0 | Overstocked
7mmEW | End Washer - 43mm OD and 7mm ID - Plated |  | 14 | 0.7 | 0.07 | 1 | 1 | 1 | 0 | 1 | 2 |  | 0 | 0 | Mafilisti Trading and Projects (Pty) Ltd | 0 | 0 | 0 | Overstocked
8-188 | CABTYRE - 4MM X 4C CABTYRE CUT PE |  | 80 | 1.11 | 0.49 | 1 | 1 | 1 | 1 | 2 | 3 |  | 0 | 0 | Alpha Electrical | 0 | 0 | 0 | Overstocked
80 FR 18.8 | 80 Motor Frame - 18.8 mm OD Spacer | FM - WORKS | 30 | 1.86 | 0.2 | 0.5 | 1 | 1 | 0 | 1 | 3 |  | 0 | 0 | Hulmak Engineering cc | 0 | 0 | 0 | Overstocked
800/150/10 SI | Spare Impeller (800mm 'B' 150A10AR 28mm 100Frame 27 DEG - FM3176) | Accessories |  | 0.1 | 0.85 | 1 | 1 | 0 | 0 | 0 | 0 |  | 0 | 0 | Luft Industries Natal (Pty) Ltd | 0 | 0 |  | Overstocked
8005LSW03000300 | Grille LS 0300x0300 White for fans 200-250-300 | Accessories | 607.14 | 0.22 | 0.92 | 1 | 1 | 0 | 0 | 0 | 0 |  | 0 | 0 | Luft Industries Natal (Pty) Ltd | 0 | 0 | 0 | Overstocked
800CF | 800 Diam Counter Flange | FM - CFLANGE | 165.5 | 1 | 0.71 | 0.5 | 1 | 0 | 1 | 1 | 2 |  | 0 | 0 | Air Speration | 0 | 0 | 0 | Overstocked
800CFUG | 800 Diam Counter Flange Ungalvanised | FM - CFLANGE | 165.5 | 8 | 0.38 | 0.5 | 1 | 4 | 3 | 7 | 15 |  | 0 | 0 | ULTIMATENG (PTY) LTD | 0 | 0 | 0 | Overstocked
800FC | 800 Diam Flexible Connection | FM - DONKIN | 0 |  |  | 1 | 1 | 0 | 0 | 0 | 0 |  | 0 | 0 |  | 0 | 0 | 0 | Under ROP
800HVJ-2S | 800 Diam Vertical Discharge Unit | FM - DONKIN |  | 0.14 | 1.02 | 1 | 1 | 0 | 0 | 0 | 0 |  | 0 | 0 | Attenu-Tec HVAC Parts | 0 | 0 |  | Overstocked
800HVJ-2SB | 800 Diam Vertical Discharge BASE | FM - DONKIN | 0 |  |  | 1 | 1 | 0 | 0 | 0 | 0 |  | 0 | 0 |  | 0 | 0 | 0 | Under ROP
800IC | Inlet Cone | FM - DONKIN | 0 | 2 | 0.36 | 1 | 1 | 2 | 1 | 3 | 5 |  | 0 | 5 | Attenu-Tec HVAC Parts | 0 | 5 | 0 | Under ROP
800IMP | Spare Impeller |  | 0 | 0.05 | 0.66 | 1 | 1 | 0 | 0 | 0 | 0 |  | 0 | 0 | Phoenix Fans & Engineering | 0 | 0 | 0 | Under ROP
800MBP07 | 1-0350-240 P07 - 800 Motor Bracket | FM - CASING | 0 | 7.35 | 0.32 | 1 | 1 | 7 | 2 | 9 | 16 |  | 0 | 0 | GALVAGLOW (PTY) LTD | 0 | 0 | 0 | Overstocked
800MF | 800 Diam Mounting Feet | FM - MFEET | 154.1181 | 3.4 | 0.59 | 0.5 | 1 | 2 | 2 | 4 | 7 |  | 13 | 0 | Air Speration | 0 | 0 | 0 | Overstocked
800MFUG | 800 Diam Mounting Feet Ungalvanised | FM - MFEET | 148.35 | 5.5 | 0.38 | 0.5 | 1 | 3 | 2 | 5 | 10 |  | 0 | 0 | ULTIMATENG (PTY) LTD | 0 | 0 | 0 | Overstocked
800PLT400-2MM | 800 Casing Sheet - 2521 x 400 - 2mm | CASING | 637 | 6 | 0.23 | 0.5 | 1 | 3 | 1 | 4 | 10 |  | 0 | 0 | NJR STEEL - ALRODE (PTY) LTD | 0 | 0 | 0 | Healthy
800PLT400-3MM | 800 Casing Sheet - 2521 x 400 - 3mm | CASING | 637 | 3.5 | 0.49 | 0.5 | 1 | 2 | 2 | 4 | 8 |  | 0 | 0 | NJR STEEL - ALRODE (PTY) LTD | 0 | 0 | 0 | Healthy
800PLT400-3MM. | 800 Casing Sheet - 2528 x 400 - 3mm | CASING |  | 10 | 0.39 | 1 | 1 | 10 | 4 | 14 | 24 |  | 0 | 24 | ULTIMATENG (PTY) LTD | 0 | 24 |  | Under ROP
800PLT500-2MM | 800 Casing Sheet - 2521 x 500 - 2mm | CASING | 797 |  | 1 | 0.5 | 1 | 0 | 0 | 0 | 0 |  | 0 | 0 |  | 0 | 0 | 0 | Overstocked
800PLT500-3MM | 800 Casing Sheet - 2521 x 500 - 3mm | CASING | 797 | 3 | 0.25 | 0.5 | 1 | 2 | 1 | 3 | 6 |  | 0 | 0 | NJR STEEL - ALRODE (PTY) LTD | 0 | 0 | 0 | Healthy
800S | 800mm dia Fan Guard - Hot Dip Galvanised | FM - DONKIN |  | 1.2 | 0.25 | 1 | 1 | 1 | 0 | 1 | 2 |  | 0 | 0 | Centrifab (Pty) Ltd | 0 | 0 |  | Overstocked
800S1.0D | 800 Diam Silencer 1.0D | FM - DONKIN | 0 |  |  | 1 | 1 | 0 | 0 | 0 | 0 |  | 0 | 0 |  | 0 | 0 | 0 | Under ROP
800S1.0DP | 800 Diam Silencer 1.0D Podded | FM - DONKIN |  | 2.67 | 1.81 | 1 | 1 | 3 | 5 | 8 | 11 |  | 0 | 0 | Attenu-Tec | 0 | 0 |  | Overstocked
800S1.5D | 800 Diam Silencer 1.5D | FM - DONKIN | 0 |  |  | 1 | 1 | 0 | 0 | 0 | 0 |  | 0 | 0 |  | 0 | 0 | 0 | Under ROP
800S1.5DP | 800 Diam Silencer 1.5D Podded | FM - DONKIN |  | 1.13 | 0.78 | 1 | 1 | 1 | 1 | 2 | 3 |  | 0 | 3 | Attenu-Tec | 0 | 3 |  | Under ROP
800S2.0D | 800 Diam Silencer 2.0D | FM - DONKIN | 0 |  |  | 1 | 1 | 0 | 0 | 0 | 0 |  | 0 | 0 |  | 0 | 0 | 0 | Under ROP
800S2.0DP | 800 Diam Silencer 2.0D Podded | FM - DONKIN |  | 0.74 | 1.18 | 1 | 1 | 1 | 1 | 2 | 3 |  | 0 | 3 | Attenu-Tec | 0 | 3 |  | Under ROP
800SAP | 800mm Diam podded silencer 1400 Long |  | 0 |  |  | 1 | 1 | 0 | 0 | 0 | 0 |  | 0 | 0 |  | 0 | 0 | 0 | Under ROP
800SC | Screen |  | 0 |  |  | 1 | 1 | 0 | 0 | 0 | 0 |  | 0 | 0 |  | 0 | 0 | 0 | Under ROP
800SM1.0D | 800 Diam Melinex Silencer 1.0D | FM - DONKIN | 0 |  |  | 1 | 1 | 0 | 0 | 0 | 0 |  | 0 | 0 |  | 0 | 0 | 0 | Under ROP
800SM1.0DP | 800 Diam Melinex Silencer 1.0D Podded | FM - DONKIN | 0 |  |  | 1 | 1 | 0 | 0 | 0 | 0 |  | 0 | 0 |  | 0 | 0 | 0 | Under ROP
800SM1.5D | 800 Diam Melinex Silencer 1.5D | FM - DONKIN |  | 0.2 | 0.1 | 1 | 1 | 0 | 0 | 0 | 0 |  | 0 | 0 | Attenu-Tec | 0 | 0 |  | Overstocked
800SM1.5DP | 800 Diam Melinex Silencer 1.5D Podded | FM - DONKIN |  | 0.38 | 1.48 | 1 | 1 | 0 | 1 | 1 | 1 |  | 0 | 0 | Attenu-Tec | 0 | 0 |  | Overstocked
800SM2.0D | 800 Diam Melinex Silencer 2.0D | FM - DONKIN | 0 |  |  | 1 | 1 | 0 | 0 | 0 | 0 |  | 0 | 0 |  | 0 | 0 | 0 | Under ROP
800SM2.0DP | 800 Diam Melinex Silencer 2.0D Podded | FM - DONKIN | 0 |  |  | 1 | 1 | 0 | 0 | 0 | 0 |  | 0 | 0 |  | 0 | 0 | 0 | Under ROP
800WC | 800 Wall Cowl Galvanized | FM - DONKIN |  | 0.11 | 0.23 | 1 | 1 | 0 | 0 | 0 | 0 |  | 0 | 0 | Attenu-Tec HVAC Parts | 0 | 0 |  | Overstocked
800mm Dia | Casing, Impeller and Brackets | FM - DONKIN | 0 |  |  | 1 | 1 | 0 | 0 | 0 | 0 |  | 0 | 0 | Centrifab (Pty) Ltd | 0 | 0 | 0 | Under ROP
8220000263 | 8UFAFCAP - Capacitor |  | 50.22 | 0.71 | 0.2 | 1 | 1 | 1 | 0 | 1 | 2 |  | 0 | 0 | Ebmpapst | 0 | 0 | 0 | Overstocked
830SAP | 830mm Diam podded silencer 1400 Long |  | 0 |  |  | 1 | 1 | 0 | 0 | 0 | 0 |  | 0 | 0 |  | 0 | 0 | 0 | Under ROP
85X3SPA | PULLEY FRICTION BELT V-WEDGE 3 GROOVE SPA 1210 TAPER 85MM FENNER |  | 174.26 | 0.5 | 0.1 | 1 | 1 | 0 | 0 | 0 | 0 |  | 0 | 0 | Bearing Man Group | 0 | 0 | 0 | Overstocked
9.223PM | 9.2kW 2P 380V Pad Mount Motor | FM - MOTORS | 0 |  | 1 | 1 | 1 | 0 | 0 | 0 | 0 |  | 0 | 0 |  | 0 | 0 | 0 | Under ROP
9.243PM | 9.2kW 4P 380V Pad Mount Motor | FM - MOTORS | 7076 | 0.11 | 1.87 | 1 | 1 | 0 | 0 | 0 | 0 |  | 0 | 0 | ACTOM | 0 | 0 | 0 | Overstocked
90 FR 23.8 | 90 Motor Frame - 23.8 mm OD Spacer | FM - WORKS | 30 | 1.14 | 0.39 | 0.5 | 1 | 1 | 0 | 1 | 2 |  | 0 | 0 | Hulmak Engineering cc | 0 | 0 | 0 | Overstocked
9000004 | CFD ANALYSIS |  | 0 |  |  | 1 | 1 | 0 | 0 | 0 | 0 |  | 0 | 0 |  | 0 | 0 | 0 | Under ROP
9000007 | EXTENDED WARRANTY | FM - SODECA |  | 0.11 | 2.17 | 1 | 1 | 0 | 0 | 0 | 0 |  | 0 | 0 | SODECA | 0 | 0 |  | Overstocked
900CF | 900 Diam Counter Flange | FM - CFLANGE | 403.65 | 1.42 | 0.77 | 0.5 | 1 | 1 | 1 | 2 | 3 |  | 0 | 0 | Attenu-Tec HVAC Parts | 0 | 0 | 0 | Overstocked
900CFUG | 900 Diam Counter Flange Ungalvanised | FM - DONKIN | 0 | 4.5 | 0.33 | 1 | 1 | 4 | 1 | 5 | 10 |  | 0 | 0 | ULTIMATENG (PTY) LTD | 0 | 0 | 0 | Healthy
900FC | 900 Diam Flexible Connection | FM - DONKIN | 0 |  |  | 1 | 1 | 0 | 0 | 0 | 0 |  | 0 | 0 |  | 0 | 0 | 0 | Under ROP
900HVJ-2S | 900 Diam Vertical Discharge Unit | FM - DONKIN |  | 0.24 | 0.46 | 1 | 1 | 0 | 0 | 0 | 0 |  | 0 | 0 | Air Speration | 0 | 0 |  | Overstocked
900HVJ-2SB | 900 Diam Vertical Discharge BASE | FM - DONKIN | 0 |  |  | 1 | 1 | 0 | 0 | 0 | 0 |  | 0 | 0 |  | 0 | 0 | 0 | Under ROP
900Impeller | Majax-2 900.32.E.8 Spare Impeller | FM - DONKIN |  | 0.07 | 0.13 | 1 | 1 | 0 | 0 | 0 | 0 |  | 0 | 0 | Air Speration | 0 | 0 |  | Overstocked
900MBP08 | 1-0350-240 P08 - 900 Motor Bracket | FM - CASING | 0 | 5.33 | 0.31 | 1 | 1 | 5 | 2 | 7 | 12 |  | 0 | 0 | GALVAGLOW (PTY) LTD | 0 | 0 | 0 | Overstocked
900MF | 900 Diam Mounting Feet | FM - MFEET | 178.7681 | 2.72 | 0.76 | 0.5 | 1 | 1 | 2 | 3 | 6 |  | 10 | 0 | Air Speration | 0 | 0 | 0 | Overstocked
900MFUG | 900 Diam Mounting Feet Ungalvanised | FM - MFEET | 165.66 | 7.5 | 0.33 | 0.5 | 1 | 4 | 2 | 6 | 14 |  | 0 | 0 | ULTIMATENG (PTY) LTD | 0 | 0 | 0 | Overstocked
900PLT400-3MM | 900 Casing Sheet - 2839 x 400 - 3mm | CASING | 718 |  |  | 1 | 1 | 0 | 0 | 0 | 0 |  | 0 | 0 |  | 0 | 0 | 0 | Under ROP
900PLT500-3MM | 900 Casing Sheet - 2839 x 500 - 3mm | CASING | 897 | 2.5 | 0.26 | 0.5 | 1 | 1 | 1 | 2 | 4 |  | 0 | 0 | NJR STEEL - ALRODE (PTY) LTD | 0 | 0 | 0 | Overstocked
900S1.0D | 900 Diam Silencer 1.0D | FM - DONKIN | 0 |  |  | 1 | 1 | 0 | 0 | 0 | 0 |  | 0 | 0 |  | 0 | 0 | 0 | Under ROP
900S1.0DP | 900 Diam Silencer 1.0D Podded | FM - DONKIN | 0 |  |  | 1 | 1 | 0 | 0 | 0 | 0 |  | 0 | 0 |  | 0 | 0 | 0 | Under ROP
900S1.5D | 900 Diam Silencer 1.5D | FM - DONKIN |  | 2 | 0.13 | 1 | 1 | 2 | 0 | 2 | 4 |  | 0 | 4 | Attenu-Tec | 0 | 4 |  | Under ROP
900S1.5DP | 900 Diam Silencer 1.5D Podded | FM - DONKIN | 0 |  |  | 1 | 1 | 0 | 0 | 0 | 0 |  | 0 | 0 |  | 0 | 0 | 0 | Under ROP
900S2.0D | 900 Diam Silencer 2.0D | FM - DONKIN |  | 0.23 | 1.38 | 1 | 1 | 0 | 0 | 0 | 0 |  | 0 | 0 | Attenu-Tec | 0 | 0 |  | Overstocked
900S2.0DP | 900 Diam Silencer 2.0D Podded | FM - DONKIN |  | 0.5 | 1.42 | 1 | 1 | 0 | 1 | 1 | 2 |  | 0 | 1 | Attenu-Tec | 0 | 1 |  | Under ROP
900SC | Screen | FM - DONKIN |  | 0.04 | 1.38 | 1 | 1 | 0 | 0 | 0 | 0 |  | 0 | 0 | Centrifab (Pty) Ltd | 0 | 0 |  | Overstocked
900SM1.0D | 900 Diam Melinex Silencer 1.0D | FM - DONKIN | 0 |  |  | 1 | 1 | 0 | 0 | 0 | 0 |  | 0 | 0 |  | 0 | 0 | 0 | Under ROP
900SM1.0DP | 900 Diam Melinex Silencer 1.0D Podded | FM - DONKIN | 0 |  |  | 1 | 1 | 0 | 0 | 0 | 0 |  | 0 | 0 |  | 0 | 0 | 0 | Under ROP
900SM1.5D | 900 Diam Melinex Silencer 1.5D | FM - DONKIN | 0 |  |  | 1 | 1 | 0 | 0 | 0 | 0 |  | 0 | 0 |  | 0 | 0 | 0 | Under ROP
900SM1.5DP | 900 Diam Melinex Silencer 1.5D Podded | FM - SILENCER | 4804 | 0.08 | 0.33 | 0.5 | 1 | 0 | 0 | 0 | 0 |  | 0 | 0 | Attenu-Tec | 0 | 0 | 0 | Overstocked
900SM2.0D | 900 Diam Melinex Silencer 2.0D | FM - DONKIN | 0 |  |  | 1 | 1 | 0 | 0 | 0 | 0 |  | 0 | 0 |  | 0 | 0 | 0 | Under ROP
900SM2.0DP | 900 Diam Melinex Silencer 2.0D Podded | FM - DONKIN |  | 0.5 | 1.15 | 1 | 1 | 0 | 1 | 1 | 2 |  | 0 | 2 | Attenu-Tec | 0 | 2 |  | Under ROP
90X2SPZ | Pulley Friction Belt V-wedge 2 Groo |  | 134.3 | 0.36 | 0 | 1 | 1 | 0 | 0 | 0 | 0 |  | 0 | 0 | Bearing Man Group | 0 | 0 | 0 | Overstocked
90X3SPA | PULLEY FRICTION BELT V-WEDGE 3 GROOVE SPA 1610 TAPER 90MM FENNER |  | 186.29 | 0.5 | 0.1 | 1 | 1 | 0 | 0 | 0 | 0 |  | 0 | 0 | Bearing Man Group | 0 | 0 | 0 | Overstocked
950x600x1200 | 950 x 600 x 1200mm Silencer |  | 0 |  |  | 1 | 1 | 0 | 0 | 0 | 0 |  | 0 | 0 |  | 0 | 0 | 0 | Under ROP
95X3SPA | PULLEY FRICTION BELT V-WEDGE 3 GROOVE SPA 1610 TAPER 95MM FENNER |  | 223.66 | 0.17 | 0 | 1 | 1 | 0 | 0 | 0 | 0 |  | 0 | 0 | Bearing Man Group | 0 | 0 | 0 | Overstocked
97-32 | PG-16 GLANDS : PG16 POLYMER CABLE GLAND GREY | FM - WORKS | 5.42 | 23.08 | 0.23 | 1 | 1 | 23 | 5 | 28 | 51 |  | 0 | 0 | Atlantic Lighting & Electrical distributors | 0 | 0 | 0 | Overstocked
97521 | AT 9/7 SC - Single Unit | FM - NICOTRA | 0 |  |  | 1 | 1 | 0 | 0 | 0 | 0 |  | 0 | 0 | Nicotra | 0 | 0 | 0 | Under ROP
99050-EMB-20-R40 | EMBROIDERY R40 R40 | FM - UNIFORM | 34.78 | 2.33 | 0 | 1 | 1 | 2 | 0 | 2 | 4 |  | 0 | 0 | Workwear Depot (Pty)Ltd | 0 | 0 | 0 | Overstocked
99050-EMB-22-R50 | EMBROIDERY R50 R50 | FM - UNIFORM | 42.38 | 4 | 0.08 | 1 | 1 | 4 | 0 | 4 | 8 |  | 0 | 0 | Workwear Depot (Pty)Ltd | 0 | 0 | 0 | Healthy
99521 | AT 9/9 SC - Single Unit | FM - NICOTRA | 0 |  |  | 1 | 1 | 0 | 0 | 0 | 0 |  | 0 | 0 | Nicotra | 0 | 0 | 0 | Under ROP
A) | LDP/400/6/15/B/19mm - 0.75kW 2P | FM - IMPELLER |  | 0.14 | 0.79 | 1 | 1 | 0 | 0 | 0 | 0 |  | 0 | 0 | CFW Fans (Pty) Ltd | 0 | 0 |  | Overstocked
A/01 | Volume Control Damper & Quad 100mm |  | 0 |  |  | 1 | 1 | 0 | 0 | 0 | 0 |  | 0 | 0 |  | 0 | 0 | 0 | Under ROP
A/02 | Fire Damper c/w Link & Quad 100mm |  | 0 |  |  | 1 | 1 | 0 | 0 | 0 | 0 |  | 0 | 0 |  | 0 | 0 | 0 | Under ROP
AA | Volume Control Damper & Quad 100mm |  | 0 |  |  | 1 | 1 | 0 | 0 | 0 | 0 |  | 0 | 0 |  | 0 | 0 | 0 | Under ROP
ABOVE FANS ARE FOR | ICC BASEMENT PARKING |  | 0 |  |  | 1 | 1 | 0 | 0 | 0 | 0 |  | 0 | 0 |  | 0 | 0 | 0 | Under ROP
AC AXIAL FAN | 130, 220V, FORM V, KL |  | 0 |  |  | 1 | 1 | 0 | 0 | 0 | 0 |  | 0 | 0 |  | 0 | 0 | 0 | Under ROP
AC COMPACT FAN | 119X119X38, 220V, GL, PLUG |  | 0 |  |  | 1 | 1 | 0 | 0 | 0 | 0 |  | 0 | 0 |  | 0 | 0 | 0 | Under ROP
ADRA- | RA 1200(W)*600(H) NS PCW | FM - WORKS | 183.23 | 28.57 | 0.39 | 1 | 1 | 29 | 11 | 40 | 69 |  | 0 | 0 | Advantage Air Africa Pty Ltd | 0 | 0 | 0 | Overstocked
ADSD | SINGLE DEFLECTION GRILLE 625(W)*625(H) OVER FLANGE NATURAL | FM - WORKS | 776.58 | 0.83 | 0.13 | 1 | 1 | 1 | 0 | 1 | 2 |  | 0 | 0 | Advantage Air Africa Pty Ltd | 0 | 0 | 0 | Overstocked
ADWL-- | WL 900(W)*600(H) NS NA |  | 0 |  |  | 1 | 1 | 0 | 0 | 0 | 0 |  | 0 | 0 |  | 0 | 0 | 0 | Under ROP
ADWL. | WEATHER LOUVRE 520(W)*520(H) OPENING SIZE NATURALLY ANOD | FM - WORKS | 875.34 | 1.17 | 0.13 | 1 | 1 | 1 | 0 | 1 | 2 |  | 0 | 0 | Advantage Air Africa Pty Ltd | 0 | 0 | 0 | Overstocked
AF4.0X4+EWHSL | ALFIX 4.0MM2 4 CORE+E S/LENGHT | FM - WORKS | 47.06 | 20 | 0.1 | 1 | 1 | 20 | 2 | 22 | 42 |  | 0 | 0 | Alvern Cables (Pty) Ltd | 0 | 0 | 0 | Overstocked
AIRMAX2-500 | AIRMAX-2.500 W | FM - DONKIN | 0 |  |  | 1 | 1 | 0 | 0 | 0 | 0 |  | 0 | 0 |  | 0 | 0 | 0 | Overstocked
AIRMAX2-500P | AIRMAX-2.500 P | FM - DONKIN | 0 |  |  | 1 | 1 | 0 | 0 | 0 | 0 |  | 0 | 0 |  | 0 | 0 | 0 | Under ROP
AIRMAX2-650 | AIRMAX-2.650 W | FM - DONKIN | 0 |  |  | 1 | 1 | 0 | 0 | 0 | 0 |  | 0 | 0 |  | 0 | 0 | 0 | Overstocked
AIRMAX2-650P | AIRMAX-2.650 P | FM - DONKIN | 0 |  |  | 1 | 1 | 0 | 0 | 0 | 0 |  | 0 | 0 |  | 0 | 0 | 0 | Under ROP
AIRMAX2-650P.EC | AIRMAX-2.650 P. EC | FM - DONKIN | 0 |  |  | 1 | 1 | 0 | 0 | 0 | 0 |  | 0 | 0 |  | 0 | 0 | 0 | Under ROP
AIRMAX2-650W | AIRMAX-2.650 W.EC | FM - DONKIN | 0 |  |  | 1 | 1 | 0 | 0 | 0 | 0 |  | 0 | 0 |  | 0 | 0 | 0 | Overstocked
AIRMAX2-750 | AIRMAX-2.750 W | FM - DONKIN | 0 |  |  | 1 | 1 | 0 | 0 | 0 | 0 |  | 0 | 0 |  | 0 | 0 | 0 | Overstocked
AIRMAX2-750P | AIRMAX-2.750 P | FM - DONKIN | 0 |  |  | 1 | 1 | 0 | 0 | 0 | 0 |  | 0 | 0 |  | 0 | 0 | 0 | Under ROP
AIRMAX2-750P.EC | AIRMAX-2.750 P.EC | FM - DONKIN | 0 |  |  | 1 | 1 | 0 | 0 | 0 | 0 |  | 0 | 0 |  | 0 | 0 | 0 | Under ROP
AIRMAX2-750W | AIRMAX-2.750 W.EC | FM - DONKIN | 0 |  |  | 1 | 1 | 0 | 0 | 0 | 0 |  | 0 | 0 |  | 0 | 0 | 0 | Overstocked
AIRMAX2-850 | AIRMAX-2.850 W | FM - DONKIN | 0 |  |  | 1 | 1 | 0 | 0 | 0 | 0 |  | 0 | 0 |  | 0 | 0 | 0 | Under ROP
AIRMAX2-850P | AIRMAX-2.850 P | FM - DONKIN | 0 |  |  | 1 | 1 | 0 | 0 | 0 | 0 |  | 0 | 0 |  | 0 | 0 | 0 | Under ROP
AT | 3001 ALU FOIL TAPE 48mm X 50m (30 micron) | FM - WORKS | 80.5 | 0.6 | 0 | 1 | 1 | 1 | 0 | 1 | 2 |  | 0 | 0 | Advantage Air Africa Pty Ltd | 0 | 0 | 0 | Overstocked
AT 12/9 SC/BD | AT 12/9 SC - Single Unit, Belt drive C/W 4kW 4P 380V FM | FM - NICOTRA |  |  |  | 1 | 1 | 0 | 0 | 0 | 0 |  | 0 | 0 | Nicotra | 0 | 0 |  | Overstocked
ATT/01 | Attenuator 200x600mm |  | 813.27 |  |  | 1 | 1 | 0 | 0 | 0 | 0 |  | 0 | 0 |  | 0 | 0 | 0 | Under ROP
AVMs- | Anti-Vibration Rubber Mounts | FM - DONKIN | 53.46 | 8 | 0.23 | 1 | 1 | 8 | 2 | 10 | 18 |  | 0 | 18 | Seal 'N Devices (Pty) Ltd | 0 | 18 | 962.28 | Under ROP
AWSL/1/ 600X600)P/0/P1/ | 600 X 600 | Accessories |  | 0.04 | 0.76 | 1 | 1 | 0 | 0 | 0 | 0 |  | 0 | 0 | TROX South Africa (Pty) Ltd | 0 | 0 |  | Overstocked
AWSL/1/1000X500/OP/0/P1/ | 1000 X 500 | Accessories |  | 0.08 | 0.76 | 1 | 1 | 0 | 0 | 0 | 0 |  | 0 | 0 | TROX South Africa (Pty) Ltd | 0 | 0 |  | Overstocked
AXIP450 | TAXIP F300: 450-5-25 | FM - KAYITES |  | 0.06 | 1.02 | 1 | 1 | 0 | 0 | 0 | 0 |  | 0 | 0 | Kayites | 0 | 0 |  | Overstocked
Accounting | Subscription (Accounting) |  |  | 0.1 | 0.03 | 1 | 1 | 0 | 0 | 0 | 0 |  | 0 | 0 | Sage South Africa (Pty) Ltd | 0 | 0 |  | Overstocked
Additional Costs | Material Cutting Cost |  | 0 |  |  | 1 | 1 | 0 | 0 | 0 | 0 |  | 0 | 0 |  | 0 | 0 | 0 | Under ROP
Airfreight - | Dar Es Salaam |  |  |  |  | 1 | 1 | 0 | 0 | 0 | 0 |  | 0 | 0 |  | 0 | 0 |  | Overstocked
Airmax PB | Airmax Poles & Brackets |  | 112 | 3.23 | 0.62 | 1 | 1 | 3 | 2 | 5 | 8 |  | 0 | 0 | Mafilisti Trading and Projects (Pty) Ltd | 0 | 0 | 0 | Overstocked
Airmax-2.650.W. | Airmax-2.650.W - Wall Fan - 187 Watts - 230/1/50 - Twin Blade - Black (Pull Cord) |  | 0 |  |  | 1 | 1 | 0 | 0 | 0 | 0 |  | 0 | 0 |  | 0 | 0 | 0 | Under ROP
Al Blades | Aluminium Blades | FM - IMPELLER | 85 | 89.09 | 0.19 | 0.5 | 1 | 45 | 17 | 62 | 151 |  | 0 | 0 | CFW Fans (Pty) Ltd | 0 | 0 | 0 | Overstocked
Al Blanks | Aluminium Blanks | FM - IMPELLER | 11 | 9.32 | 0.14 | 0.5 | 1 | 5 | 1 | 6 | 15 |  | 0 | 0 | CFW Fans (Pty) Ltd | 0 | 0 | 0 | Overstocked
Assembly | Building Casing & Impeller |  | 0 |  |  | 1 | 1 | 0 | 0 | 0 | 0 |  | 0 | 0 |  | 0 | 0 | 0 | Under ROP
B) | LDP/315/6/10/B/14mm - 0.55kW 2P | FM - IMPELLER | 20 | 5.86 | 0.61 | 1 | 1 | 6 | 4 | 10 | 16 |  | 0 | 0 | CFW Fans (Pty) Ltd | 0 | 0 | 0 | Overstocked
B-124-FAN1 | HTMV-125-4T/9-40 400/690V.IE3 -60Hz - Roof Top Exhaust Fan |  | 0 |  |  | 1 | 1 | 0 | 0 | 0 | 0 |  | 0 | 0 |  | 0 | 0 | 0 | Under ROP
B-135-FAN1 | TORRETTE TR-A 450 T4 2.2KW ATEX Zone 1 - Explosion Proof Roof Top Centrifugal Exhaust Fan |  | 0 |  |  | 1 | 1 | 0 | 0 | 0 | 0 |  | 0 | 0 |  | 0 | 0 | 0 | Under ROP
B-135-FAN2 | TORRETTE TR-A 500 T4 3KW ATEX Zone 1 - Explosion Proof Roof Top Centrifugal Exhaust Fan |  | 0 |  |  | 1 | 1 | 0 | 0 | 0 | 0 |  | 0 | 0 |  | 0 | 0 | 0 | Under ROP
B-135-FAN3 | TORRETTE TR-A 400 T4 1.1KW ATEX Zone 1 - Explosion Proof Roof Top Centrifugal Exhaust Fan |  | 0 |  |  | 1 | 1 | 0 | 0 | 0 | 0 |  | 0 | 0 |  | 0 | 0 | 0 | Under ROP
B-135-FAN4 | TORRETTE TRK-AR 500 T4 3KW - Roof Top Centrifugal Exhaust Fan |  | 0 |  |  | 1 | 1 | 0 | 0 | 0 | 0 |  | 0 | 0 |  | 0 | 0 | 0 | Under ROP
B-135-FAN5 | TORRETTE TR-A 500 T4 3KW ATEX Zone 1 - Explosion Proof Roof Top Centrifugal Exhaust Fan |  | 0 |  |  | 1 | 1 | 0 | 0 | 0 | 0 |  | 0 | 0 |  | 0 | 0 | 0 | Under ROP
B-135-FAN6 | VORTICENT CMS 35/14 T4 4KW - Wall Mountex Centrifugal Exhaust Fan |  | 0 |  |  | 1 | 1 | 0 | 0 | 0 | 0 |  | 0 | 0 |  | 0 | 0 | 0 | Under ROP
B-135-FAN7 | VORTICENT CMS 25/10 T4 0.75KW - Wall Mounted Centrifugal Exhaust Fan |  | 0 |  |  | 1 | 1 | 0 | 0 | 0 | 0 |  | 0 | 0 |  | 0 | 0 | 0 | Under ROP
B-135-FAN8 | ENKEL QBK 190 EC - Cassette Type Exhaust Fan |  | 0 |  |  | 1 | 1 | 0 | 0 | 0 | 0 |  | 0 | 0 |  | 0 | 0 | 0 | Under ROP
B-91-FAN1 | TORRETTE TR-A 710 T6 4KW ATEX Zone 1 - Explosion Proof Roof Top Centrifugal Exhaust Fan |  | 0 |  |  | 1 | 1 | 0 | 0 | 0 | 0 |  | 0 | 0 |  | 0 | 0 | 0 | Under ROP
B-91-FAN2 | HC-63-4T/H/ATEX/2G Ex db 230/400V - 60Hz - Explosion Proof Wall Mounted Centrifugal Exhaust Fan |  | 0 |  |  | 1 | 1 | 0 | 0 | 0 | 0 |  | 0 | 0 |  | 0 | 0 | 0 | Under ROP
B-91-FAN3 | TORRETTE TR-A 500 T4 3KW ATEX Zone 1 - Explosion Proof Roof Top Exhaust Fan |  | 0 |  |  | 1 | 1 | 0 | 0 | 0 | 0 |  | 0 | 0 |  | 0 | 0 | 0 | Under ROP
B-91-FAN4 | HTMV-90-4T-7.5/ATEX/2G Ex db 400/690V - Explosion Proof Roof Top Exhaust Fan |  | 0 |  |  | 1 | 1 | 0 | 0 | 0 | 0 |  | 0 | 0 |  | 0 | 0 | 0 | Under ROP
B-91-FAN5 | TORRETTE TRS 310 EC - Roof Top Exhaust Fan |  | 0 |  |  | 1 | 1 | 0 | 0 | 0 | 0 |  | 0 | 0 |  | 0 | 0 | 0 | Under ROP
B-91-FAN6 | TORRETTE TRS 250 EC - Roof Top Exhaust Fan |  | 0 |  |  | 1 | 1 | 0 | 0 | 0 | 0 |  | 0 | 0 |  | 0 | 0 | 0 | Under ROP
B-91-FAN7 | Lineo 200 - Inline Exhaust Fan | FM - LUCK & KING | 490 | 0.11 | 0.16 | 1 | 1 | 0 | 0 | 0 | 0 |  | 0 | 0 | Luck and King | 0 | 0 | 0 | Overstocked
B/01 | Volume Control Damper & Quad 150mm |  | 0 |  |  | 1 | 1 | 0 | 0 | 0 | 0 |  | 0 | 0 |  | 0 | 0 | 0 | Under ROP
B/02 | Fire Damper c/w Link & Quad 150mm |  | 0 |  |  | 1 | 1 | 0 | 0 | 0 | 0 |  | 0 | 0 |  | 0 | 0 | 0 | Under ROP
B1000 | BCC2 800/1.0D1 BELT DRIVEN C/W 15KW 4P 380V |  | 0 |  |  | 1 | 1 | 0 | 0 | 0 | 0 |  | 0 | 0 |  | 0 | 0 | 0 | Under ROP
B3 | IA Certification (Imported Equipment). Document Review and IA Certification Transfer Based on ATEX |  |  | 0.1 | 0.13 | 1 | 1 | 0 | 0 | 0 | 0 |  | 0 | 0 | MEGATON SYSTEMS (PTY) LTD. T/A MTEX LABORATORIES | 0 | 0 |  | Overstocked
BAF100 | BAF 100 | FM - KAYITES | 76.65 | 0.88 | 0.39 | 1 | 1 | 1 | 0 | 1 | 2 |  | 0 | 0 | Kayites | 0 | 0 | 0 | Overstocked
BAF125 | BAF 125 | FM - KAYITES | 95.86 | 1.03 | 0.43 | 1 | 1 | 1 | 0 | 1 | 2 |  | 0 | 0 | Kayites | 0 | 0 | 0 | Overstocked
BAF150 | BAF 150 | FM - KAYITES | 133.37 | 2.94 | 0.57 | 1 | 1 | 3 | 2 | 5 | 8 |  | 0 | 0 | Kayites | 0 | 0 | 0 | Overstocked
BBC19X10/14T | BANDSAW BIMETAL M42 19x10/14T (2.480x1) | FM - WORKS | 210 | 0.5 | 0.43 | 0.5 | 1 | 0 | 0 | 0 | 0 |  | 0 | 0 | SPARES 2000 CC t/a SHARP-RITE | 0 | 0 | 0 | Overstocked
BBC19X10/14T-2 | BANDSAW BIMETAL M42 19x10/14T (3.050x1) | FM - WORKS | 210 | 0.15 | 0.76 | 1 | 1 | 0 | 0 | 0 | 0 |  | 0 | 0 | SPARES 2000 CC t/a SHARP-RITE | 0 | 0 | 0 | Overstocked
BBF19X10/14DOM | BANDSAW BIMETAL M42 19x10/14T (2.480x1) | FM - WORKS | 210 | 0.55 | 0.53 | 1 | 1 | 1 | 0 | 1 | 2 |  | 0 | 0 | SPARES 2000 CC t/a SHARP-RITE | 0 | 0 | 0 | Overstocked
BBF27X8/12T | BANDSAW BIMETAL M42 8/12T (2.480X1) | FM - WORKS | 219.14 | 0.12 | 0.79 | 1 | 1 | 0 | 0 | 0 | 0 |  | 0 | 0 | SPARES 2000 CC t/a SHARP-RITE | 0 | 0 | 0 | Overstocked
BC-L7ZDW | BC-L7ZDW (BCL720) c/w 3.0kw 4P 380V Motor |  | 0 |  |  | 1 | 1 | 0 | 0 | 0 | 0 |  | 0 | 0 |  | 0 | 0 | 0 | Under ROP
BCC 15 | BCC 15/0.75kW arrangement 1A class 2 c/w 4kW 4Pole 525v fan Spped 3057rpm |  | 0 |  |  | 1 | 1 | 0 | 0 | 0 | 0 |  | 0 | 0 |  | 0 | 0 | 0 | Under ROP
BCC 18/01 Class1 (1A) SISW | 4 kW 4 Pole 380 V |  | 0 |  |  | 1 | 1 | 0 | 0 | 0 | 0 |  | 0 | 0 |  | 0 | 0 | 0 | Under ROP
BCC 18/01 Class1 (2A) Belt Driven | c/w 5.5 kW 4 Pole 380 V Motor |  | 0 |  |  | 1 | 1 | 0 | 0 | 0 | 0 |  | 0 | 0 |  | 0 | 0 | 0 | Under ROP
BCC 21/01 Class1 (2A) Belt Driven | c/w 5.5 kW 4 Pole 380V (IP66) | FM - IMPELLER |  | 0.07 | 0.69 | 1 | 1 | 0 | 0 | 0 | 0 |  | 0 | 0 | CFW Fans (Pty) Ltd | 0 | 0 |  | Under ROP
BCC 24/0.93 SI | c/w 4KW 4P 380V |  | 0 |  |  | 1 | 1 | 0 | 0 | 0 | 0 |  | 0 | 0 |  | 0 | 0 | 0 | Under ROP
BCC 27/ | BCC 27/1.0 c/w 7.5kW 4Pole 380 v |  | 0 |  |  | 1 | 1 | 0 | 0 | 0 | 0 |  | 0 | 0 |  | 0 | 0 | 0 | Under ROP
BCC 30/0.71 SI (ARR 6A) | c/w 15 kW 4 Pole 380 V (Direct Driven) |  | 0 |  |  | 1 | 1 | 0 | 0 | 0 | 0 |  | 0 | 0 |  | 0 | 0 | 0 | Under ROP
BCC 30/0.75 Class 2 (6A) | c/w 15 kW 4 Pole 380 V Motor (Direct Driven) |  | 0 |  |  | 1 | 1 | 0 | 0 | 0 | 0 |  | 0 | 0 |  | 0 | 0 | 0 | Under ROP
BCC 36/0.81 SI CLASS 3 (A6) | c/w 37 kW 4 Pole 380 V (Direct Driven) |  | 0 |  |  | 1 | 1 | 0 | 0 | 0 | 0 |  | 0 | 0 |  | 0 | 0 | 0 | Under ROP
BCC 39 | BCC 39/0.99 SISW c/w 75Kw 4P 400V Motor | FM - IMPELLER |  | 0.05 | 0.62 | 1 | 1 | 0 | 0 | 0 | 0 |  | 0 | 0 | CFW Fans (Pty) Ltd | 0 | 0 |  | Under ROP
BCC 42/1 Arr2 (Belt driven) | c/w 18.5 kW 4 Pole 380 V Motor |  | 0 |  |  | 1 | 1 | 0 | 0 | 0 | 0 |  | 0 | 0 |  | 0 | 0 | 0 | Under ROP
BCC 45/1.0 (SISW 1A) | c/w 45kW 4 Pole 525 V |  | 0 |  |  | 1 | 1 | 0 | 0 | 0 | 0 |  | 0 | 0 |  | 0 | 0 | 0 | Under ROP
BCC-2 | 560/1.0SISW1 c/w 4kw CLASS2 ARR(6A)T60 |  | 0 |  |  | 1 | 1 | 0 | 0 | 0 | 0 |  | 0 | 0 |  | 0 | 0 | 0 | Under ROP
BCC-2 315/1.0 | c/w 1.1 kW 2 Pole 380 V (Belt Driven) |  | 0 |  |  | 1 | 1 | 0 | 0 | 0 | 0 |  | 0 | 0 |  | 0 | 0 | 0 | Under ROP
BCC-2 400 1 | 4A DIDW Belt Driven c/w 3kW 4Pole 380v Motor |  | 0 |  |  | 1 | 1 | 0 | 0 | 0 | 0 |  | 0 | 0 |  | 0 | 0 | 0 | Under ROP
BCC-2 450/1.0 | 2A DIDW c/w 5.5 kW 4 Pole 380V | Fan | 0 |  |  | 1 | 1 | 0 | 0 | 0 | 0 |  | 0 | 0 |  | 0 | 0 | 0 | Under ROP
BCC-2 500/1.0 | 4A c/w 7.5 kW 4 Pole 380V | FM - DONKIN |  | 0.22 | 0.46 | 1 | 1 | 0 | 0 | 0 | 0 |  | 0 | 0 | Centrifab (Pty) Ltd | 0 | 0 |  | Overstocked
BCC-2 500/1.0 DI CLASS 2 (2A) | c/w 15 kW 4 Pole 380 V (Belt Driven) |  | 0 |  |  | 1 | 1 | 0 | 0 | 0 | 0 |  | 0 | 0 |  | 0 | 0 | 0 | Under ROP
BCC-2 560 | c/w 2.2kW 4Pole 380v Motor |  | 0 |  |  | 1 | 1 | 0 | 0 | 0 | 0 |  | 0 | 0 |  | 0 | 0 | 0 | Under ROP
BCC-2 630/1 DI 4A | c/w 11 kW 4 Pole 380 V |  | 0 |  |  | 1 | 1 | 0 | 0 | 0 | 0 |  | 0 | 0 |  | 0 | 0 | 0 | Under ROP
BCC-2 630/1.0S1 CLASS2 ARR(1A) | C/w 4kw 4pole 380v (Belt Driven) |  | 0 |  |  | 1 | 1 | 0 | 0 | 0 | 0 |  | 0 | 0 |  | 0 | 0 | 0 | Under ROP
BCC-2 710/1.0 DI CLASS 2 (2A) | c/w 30 kW 4 Pole 380 V (Belt Driven) |  | 0 |  |  | 1 | 1 | 0 | 0 | 0 | 0 |  | 0 | 0 |  | 0 | 0 | 0 | Under ROP
BCC-2 710/1.0 SI 1A | c/w 15 kW 4 Pole 380 V Motor (Belt Driven) |  | 0 |  |  | 1 | 1 | 0 | 0 | 0 | 0 |  | 0 | 0 |  | 0 | 0 | 0 | Under ROP
BCC-2 710/10 | BCC-2 710/10 4Arr c/w 11kW 4Pole 380v Motor |  | 0 |  |  | 1 | 1 | 0 | 0 | 0 | 0 |  | 0 | 0 |  | 0 | 0 | 0 | Under ROP
BCC-2 800 1.0 DIDW | Arrgt 2-A CL Fan Assembly. L180 |  | 0 |  |  | 1 | 1 | 0 | 0 | 0 | 0 |  | 0 | 0 |  | 0 | 0 | 0 | Under ROP
BCC-24/1.0 | BCC-24/1.0 c/w 30KW 4P 380V |  |  |  |  | 1 | 1 | 0 | 0 | 0 | 0 |  | 0 | 0 |  | 0 | 0 |  | Under ROP
BCC-2400 | BCC-2 400 DIDW c/w 5.5Kw 4P 380V - J96084 |  | 0 |  |  | 1 | 1 | 0 | 0 | 0 | 0 |  | 0 | 0 |  | 0 | 0 | 0 | Under ROP
BCC12/0.75 | c/w 1.1 kW 4 Pole 380 V |  | 0 |  |  | 1 | 1 | 0 | 0 | 0 | 0 |  | 0 | 0 |  | 0 | 0 | 0 | Under ROP
BCC15-J61923 | BCC 15/0.75 CL2 Ar 1A c/w 4.0kw 4P 525V - J61923 | FM - DONKIN |  | 0.06 | 0.72 | 1 | 1 | 0 | 0 | 0 | 0 |  | 0 | 0 | Centrifab (Pty) Ltd | 0 | 0 |  | Overstocked
BCC27P28350 | BCC 27/1.0 SISW AR 6A c/w 3.0Kw 6P 380V |  | 0 |  |  | 1 | 1 | 0 | 0 | 0 | 0 |  | 0 | 0 |  | 0 | 0 | 0 | Overstocked
BCC36 | BCC36/0.8 SI CLASS 4 (1A) c/w 55kw 4Pole 380V (Belt-Driven) |  | 0 |  |  | 1 | 1 | 0 | 0 | 0 | 0 |  | 0 | 0 |  | 0 | 0 | 0 | Under ROP
BDB-280 CM | BCC DIDW CENTRIFUGAL FAN |  |  | 0.5 | 0.85 | 1 | 1 | 0 | 0 | 0 | 0 |  | 0 | 0 | Air Movement Supplies | 0 | 0 |  | Overstocked
BF | Base Frame - HBC-M 630 |  | 0 |  |  | 1 | 1 | 0 | 0 | 0 | 0 |  | 0 | 0 |  | 0 | 0 | 0 | Under ROP
BF50L1.51HS | Box fan 1250mm LOUV 220v 01.50kW S/S | Accessories |  | 0.23 | 0.43 | 1 | 1 | 0 | 0 | 0 | 0 |  | 0 | 0 | Luft Industries Natal (Pty) Ltd | 0 | 0 |  | Overstocked
BP01 | PLASTIC BUCKLES 12MM - (1000) | FM - WORKS | 230.1 | 0.2 | 0 | 1 | 1 | 0 | 0 | 0 | 0 |  | 0 | 0 | Advantage Air Africa Pty Ltd | 0 | 0 | 0 | Overstocked
Balance Impeller | Impeller Balancing 2.5kg 4p |  | 583 | 2.62 | 0.22 | 1 | 1 | 3 | 1 | 4 | 7 |  | 0 | 0 | ISO BALANCING | 0 | 0 | 0 | Overstocked
Bcc 30/1.0 Class 1 (1A) SISW | c/w 4 kW 4 Pole 380 V |  | 0 |  |  | 1 | 1 | 0 | 0 | 0 | 0 |  | 0 | 0 |  | 0 | 0 | 0 | Under ROP
Bellax 400 | Bellax 400 c/w 0.25kW 4Pole 380v Motor |  | 0 |  |  | 1 | 1 | 0 | 0 | 0 | 0 |  | 0 | 0 |  | 0 | 0 | 0 | Under ROP
Bellax 560 | Bellax 560 20.D 8 - c/w 1.5kw 4P 220v |  | 0 |  |  | 1 | 1 | 0 | 0 | 0 | 0 |  | 0 | 0 |  | 0 | 0 | 0 | Under ROP
Bellax 630 | Bellax 630 20.D 8- c/w1.5kw 4P 220V | FM - DONKIN |  | 0.12 | 0.56 | 1 | 1 | 0 | 0 | 0 | 0 |  | 0 | 0 | Centrifab (Pty) Ltd | 0 | 0 |  | Under ROP
Bellax 800 | Bellax 800 32-E-8 c/w 1.5kW 6Pole Motor | FM - DONKIN |  | 0.32 | 1.25 | 1 | 1 | 0 | 0 | 0 | 0 |  | 0 | 0 | Centrifab (Pty) Ltd | 0 | 0 |  | Overstocked
Bellax500 | Bellax 500 - 20 - C - 8 c/w 2,2KW 2P 220V | FM - DONKIN |  |  |  | 1 | 1 | 0 | 0 | 0 | 0 |  | 0 | 0 | Air Speration | 0 | 0 |  | Under ROP
Bend System | MULTI BEND SYSTEM 50 R | FM - FABRICATION |  | 1 | 0.07 | 1 | 1 | 1 | 0 | 1 | 2 |  | 0 | 2 | Strongman Metal Tools CC | 0 | 2 |  | Under ROP
C) | Casings - 400mm Casings to Suit above | FM - IMPELLER |  | 0.14 | 0.79 | 1 | 1 | 0 | 0 | 0 | 0 |  | 0 | 0 | CFW Fans (Pty) Ltd | 0 | 0 |  | Overstocked
C1000X500FM | Casing Size 1000diam x 500Long | FM - FABRICATION |  | 1 | 0.13 | 1 | 1 | 1 | 0 | 1 | 2 |  | 0 | 1 | GALVAGLOW (PTY) LTD | 0 | 1 |  | Under ROP
C315x315 | Casing size 315diamx315 | FM - CASING | 936 | 0.52 | 0.34 | 0.5 | 1 | 0 | 0 | 0 | 1 |  | 2 | 0 | CFW Fans (Pty) Ltd | 0 | 0 | 0 | Overstocked
C315x315UG | Casing size 315diamx315-Ungalvanised | FM - CASING | 794.7225 | 3 | 0.2 | 0.5 | 1 | 2 | 1 | 3 | 6 |  | 0 | 0 | TS TELEKI T/A VENT SYSTEM AND PROJECTS | 0 | 0 | 0 | Healthy
C400x400 | Casing Size 400diamx400 | FM - CASING | 1241 | 0.44 | 0.34 | 0.5 | 1 | 0 | 0 | 0 | 0 |  | 2 | 0 | CFW Fans (Pty) Ltd | 0 | 0 | 0 | Overstocked
C400x400UG | Casing Size 400diamx400-Ungalvanised | FM - CASING | 1061.6 | 2 | 0.2 | 0.5 | 1 | 1 | 0 | 1 | 3 |  | 0 | 0 | TS TELEKI T/A VENT SYSTEM AND PROJECTS | 0 | 0 | 0 | Overstocked
C4324 | 2.0MX1.5MX3.MM KLINGERSIL C4324 |  |  | 0.05 | 0.3 | 1 | 1 | 0 | 0 | 0 | 0 |  | 0 | 0 | Klinger Mzansi (Pty) Ltd | 0 | 0 |  | Overstocked
C462x470-B | Casing size 462diamx470 Buffalo | FM - DONKIN | 0 | 1 | 0.03 | 1 | 1 | 1 | 0 | 1 | 2 |  | 0 | 0 | GALVAGLOW (PTY) LTD | 0 | 0 | 0 | Healthy
C462x470UG-B | Casing size 462diamx470 Buffalo-Ungalvanised | FM - DONKIN |  | 1 | 0.2 | 1 | 1 | 1 | 0 | 1 | 2 |  | 0 | 0 | TS TELEKI T/A VENT SYSTEM AND PROJECTS | 0 | 0 |  | Healthy
C500x400 | Casing Size 500diamx400 | FM - CASING | 1344.6 | 0.4 | 0.43 | 0.5 | 1 | 0 | 0 | 0 | 0 |  | 3 | 0 | CFW Fans (Pty) Ltd | 0 | 0 | 0 | Overstocked
C500x400UG | Casing Size 500diamx400-Ungalvanised | FM - CASING | 1120.35 | 3 | 0.2 | 0.5 | 1 | 2 | 1 | 3 | 6 |  | 0 | 0 | TS TELEKI T/A VENT SYSTEM AND PROJECTS | 0 | 0 | 0 | Healthy
C500x500 | Casing Size 500diamx500 | FM - CASING | 1494 |  | 1 | 0.5 | 1 | 1 | 2 | 3 | 5 |  | 0 | 2 |  | 0 | 2 | 2988 | Under ROP
C500x500UG | Casing Size 500diamx500-Ungalvanised | FM - CASING | 1269.75 |  | 1 | 0.5 | 1 | 0 | 0 | 0 | 0 |  | 0 | 0 |  | 0 | 0 | 0 | Under ROP
C560x400 | Casing size 560diamx400 | FM - CASING | 1702 | 1.5 | 0.05 | 0.5 | 1 | 1 | 0 | 1 | 2 |  | 0 | 0 | GALVAGLOW (PTY) LTD | 0 | 0 | 0 | Overstocked
C560x400UG | Casing size 560diamx400-Ungalvanised | FM - CASING | 1450.84 | 1 | 0.2 | 0.5 | 1 | 0 | 0 | 0 | 1 |  | 0 | 0 | TS TELEKI T/A VENT SYSTEM AND PROJECTS | 0 | 0 | 0 | Overstocked
C560x500 | Casing size 560diamx500 | FM - CASING | 1792 | 0.04 | 1.18 | 0.5 | 1 | 0 | 0 | 0 | 0 |  | 0 | 0 | CFW Fans (Pty) Ltd | 0 | 0 | 0 | Overstocked
C560x500UG | Casing size 560diamx500-Ungalvanised | FM - CASING | 1515.724 |  | 1 | 0.5 | 1 | 0 | 0 | 0 | 0 |  | 0 | 0 |  | 0 | 0 | 0 | Under ROP
C630x400 | Casing Size 630diamx400 | FM - CASING | 1971 | 2.5 | 0.05 | 0.5 | 1 | 1 | 0 | 1 | 4 |  | 0 | 0 | GALVAGLOW (PTY) LTD | 0 | 0 | 0 | Overstocked
C630x400UG | Casing Size 630diamx400-Ungalvanised | FM - CASING | 1688.445 | 2 | 0.2 | 0.5 | 1 | 1 | 0 | 1 | 3 |  | 0 | 0 | TS TELEKI T/A VENT SYSTEM AND PROJECTS | 0 | 0 | 0 | Overstocked
C630x500 | Casing Size 630diamx500 | FM - CASING | 2298 |  | 1 | 0.5 | 1 | 1 | 2 | 3 | 5 |  | 0 | 2 |  | 0 | 2 | 4596 | Under ROP
C630x500UG | Casing Size 630diamx500-Ungalvanised | FM - CASING | 1987.1895 |  | 1 | 0.5 | 1 | 0 | 0 | 0 | 0 |  | 0 | 0 |  | 0 | 0 | 0 | Under ROP
C710x400 | Casing Size 710diamx400 | FM - CASING | 2158 | 5 | 0.08 | 0.5 | 1 | 2 | 0 | 2 | 7 |  | 0 | 0 | GALVAGLOW (PTY) LTD | 0 | 0 | 0 | Overstocked
C710x400UG | Casing Size 710diamx400-Ungalvanised | FM - CASING | 1839.565 | 2 | 0.2 | 0.5 | 1 | 1 | 0 | 1 | 3 |  | 0 | 0 | TS TELEKI T/A VENT SYSTEM AND PROJECTS | 0 | 0 | 0 | Overstocked
C710x500 | Casing Size 710diamx500 | FM - CASING | 2516 |  | 1 | 0.5 | 1 | 1 | 2 | 3 | 5 |  | 0 | 2 |  | 0 | 2 | 5032 | Under ROP
C710x500UG | Casing Size 710diamx500-Ungalvanised | FM - CASING | 2165.7215 |  | 1 | 0.5 | 1 | 0 | 0 | 0 | 0 |  | 0 | 0 |  | 0 | 0 | 0 | Under ROP
C800X500FM | 800 x 500 foot mount Casing | CASING |  | 2 | 0.07 | 1 | 1 | 2 | 0 | 2 | 4 |  | 0 | 2 | GALVAGLOW (PTY) LTD | 0 | 2 |  | Under ROP
C800x400 | Casing Size 800diamx400 | FM - CASING | 2817 | 3.5 | 0.05 | 0.5 | 1 | 2 | 0 | 2 | 6 |  | 1 | 0 | GALVAGLOW (PTY) LTD | 0 | 0 | 0 | Overstocked
C800x400UG | Casing Size 800diamx400-Ungalvanised | FM - CASING | 2458.2 | 2 | 0.2 | 0.5 | 1 | 1 | 0 | 1 | 3 |  | 0 | 0 | TS TELEKI T/A VENT SYSTEM AND PROJECTS | 0 | 0 | 0 | Overstocked
C800x500 | Casing Size 800diamx500 | FM - CASING | 3285 | 0.12 | 0.62 | 0.5 | 1 | 0 | 0 | 0 | 0 |  | 2 | 0 | CFW Fans (Pty) Ltd | 0 | 0 | 0 | Overstocked
C800x500 FM | Casing Size 800diamx500 Foot Mount | FM - CASING | 3285 |  | 1 | 0.5 | 1 | 0 | 0 | 0 | 0 |  | 0 | 0 |  | 0 | 0 | 0 | Under ROP
C800x500 FM | Casing Size 800diamx500 Foot Mount-Ungalvanised | FM - CASING | 2890.32 |  | 1 | 0.5 | 1 | 0 | 0 | 0 | 0 |  | 0 | 0 |  | 0 | 0 | 0 | Under ROP
C800x500UG | Casing Size 800diamx500-Ungalvanised | FM - CASING | 2890.32 |  | 1 | 0.5 | 1 | 0 | 0 | 0 | 0 |  | 0 | 0 |  | 0 | 0 | 0 | Under ROP
C900x400UG | Casing Size 900diamx400-Ungalvanised | FM - CASING | 3357.35 |  | 1 | 0.5 | 1 | 0 | 0 | 0 | 0 |  | 0 | 0 |  | 0 | 0 | 0 | Under ROP
C900x500 | Casing Size 900diamx500 | FM - CASING | 4386 | 2 | 0.07 | 0.5 | 1 | 1 | 0 | 1 | 3 |  | 0 | 0 | GALVAGLOW (PTY) LTD | 0 | 0 | 0 | Healthy
C965x740 | Casing Size 965diam x 740Long | CASING |  |  |  | 1 | 1 | 0 | 0 | 0 | 0 |  | 0 | 0 | GALVAGLOW (PTY) LTD | 0 | 0 |  | Under ROP
CA/Line/EC | 31 50/60HZ |  | 0 |  |  | 1 | 1 | 0 | 0 | 0 | 0 |  | 0 | 0 |  | 0 | 0 | 0 | Under ROP
CA4 | CA4V - 1' 1/4 | FM - FPZ | 0 |  |  | 1 | 1 | 0 | 0 | 0 | 0 |  | 0 | 0 | Effepizeta | 0 | 0 | 0 | Overstocked
CA5 | CA5V - 1' 1/2 | FM - FPZ | 0 |  |  | 1 | 1 | 0 | 0 | 0 | 0 |  | 0 | 0 | Effepizeta | 0 | 0 | 0 | Overstocked
CA6 | CA6V - 2' | FM - FPZ | 611.41 | 0.4 | 1.97 | 1 | 1 | 0 | 1 | 1 | 1 |  | 0 | 0 | Effepizeta | 0 | 0 | 0 | Overstocked
CA8 | CA8 - 3' | FM - FPZ | 2002.455 | 0.07 | 1.97 | 1 | 1 | 0 | 0 | 0 | 0 |  | 0 | 0 | Effepizeta | 0 | 0 | 0 | Overstocked
CA9 | CA9- 4' | FM - FPZ | 2899.26 | 0.12 | 1.97 | 1 | 1 | 0 | 0 | 0 | 0 |  | 0 | 0 | Effepizeta | 0 | 0 | 0 | Overstocked
CAMC | CAMC-360-80 B/2 |  | 0 |  |  | 1 | 1 | 0 | 0 | 0 | 0 |  | 0 | 0 |  | 0 | 0 | 0 | Under ROP
CAMC-560 | CAMC-560-160 MA/2 |  | 0 |  |  | 1 | 1 | 0 | 0 | 0 | 0 |  | 0 | 0 |  | 0 | 0 | 0 | Under ROP
CANCOLSPIG150 | CANCOLLAR SPIGOT 150 DIA | FM - WORKS | 111.3 | 28.57 | 0.39 | 1 | 1 | 29 | 11 | 40 | 69 |  | 0 | 0 | Advantage Air Africa Pty Ltd | 0 | 0 | 0 | Overstocked
CAP0.14220 | New Capacitor suitable for 60hz 0.1kw 1430rpm 230V | FM - LUCK & KING | 285 | 0.04 | 0.3 | 1 | 1 | 0 | 0 | 0 | 0 |  | 0 | 0 | Luck and King | 0 | 0 | 0 | Overstocked
CARDBOARD BOX -2 | CARDBOARD BOX STK 2 | FM - WORKS | 4 |  | 1 | 0.5 | 1 | 5 | 10 | 15 | 25 |  | 0 | 0 |  | 0 | 0 | 0 | Overstocked
CARDBOARD BOX -4 | CARDBOARD BOX STK 4 | FM - WORKS | 12 |  | 1 | 0.5 | 1 | 5 | 10 | 15 | 25 |  | 0 | 0 |  | 0 | 0 | 0 | Healthy
CARDBOARD BOX -5 | CARDBOARD BOX STK 5 | FM - WORKS | 18 |  | 1 | 0.5 | 1 | 4 | 8 | 12 | 20 |  | 0 | 0 |  | 0 | 0 | 0 | Healthy
CARDBOARD BOX -7 | CARDBOARD BOX STK 7 | FM - WORKS | 32 |  | 1 | 0.5 | 1 | 5 | 10 | 15 | 25 |  | 0 | 0 |  | 0 | 0 | 0 | Healthy
CAS | CAS-248-2T-1.5/INOX-316 230/400V. IE3 |  | 0 |  |  | 1 | 1 | 0 | 0 | 0 | 0 |  | 0 | 0 |  | 0 | 0 | 0 | Under ROP
CAS. | CAS-242-2T-0.5/INOX-316 230/400V |  | 0 |  |  | 1 | 1 | 0 | 0 | 0 | 0 |  | 0 | 0 |  | 0 | 0 | 0 | Under ROP
CAS.. | CAS-242-2T-0.5/INOX-316 230/400V. |  | 0 |  |  | 1 | 1 | 0 | 0 | 0 | 0 |  | 0 | 0 |  | 0 | 0 | 0 | Under ROP
CASB-560-2T-25 | c/w 18.5 kW 4 Pole 380 V (Direct Driven) |  | 0 |  |  | 1 | 1 | 0 | 0 | 0 | 0 |  | 0 | 0 |  | 0 | 0 | 0 | Under ROP
CASB-900 | CASB-900-4T-30/ATEX/3G Ex ec 380/660V./ARR.9 60H |  | 0 |  |  | 1 | 1 | 0 | 0 | 0 | 0 |  | 0 | 0 |  | 0 | 0 | 0 | Under ROP
CCD25 | 250 DIA SQUARE CONSTANT VOLUME DIFFUSER |  | 0 |  |  | 1 | 1 | 0 | 0 | 0 | 0 |  | 0 | 0 |  | 0 | 0 | 0 | Under ROP
CCTV | Camera Replacement |  |  | 0.1 | 0.13 | 1 | 1 | 0 | 0 | 0 | 0 |  | 0 | 0 | AXEGROUP | 0 | 0 |  | Overstocked
CDXRT | CDXRT-250-3 230/400V. IE3 |  | 0 |  |  | 1 | 1 | 0 | 0 | 0 | 0 |  | 0 | 0 |  | 0 | 0 | 0 | Under ROP
CE 250 | CE 250 | FM - DONKIN | 0 |  |  | 1 | 1 | 0 | 0 | 0 | 0 |  | 0 | 0 | Luft | 0 | 0 | 0 | Under ROP
CE200 | CE200 | FM - DONKIN | 0 |  |  | 1 | 1 | 0 | 0 | 0 | 0 |  | 0 | 0 | Luft | 0 | 0 | 0 | Under ROP
CF/01 | LCF 56 - 1440rpm - 4 Speed 220V |  | 0 |  |  | 1 | 1 | 0 | 0 | 0 | 0 |  | 0 | 0 |  | 0 | 0 | 0 | Under ROP
CF4 | CF4 - 1' 1/4 | FM - FPZ | 0 |  |  | 1 | 1 | 0 | 0 | 0 | 0 |  | 0 | 0 | Effepizeta | 0 | 0 | 0 | Overstocked
CF5 | CF5 - 1' 1/2 | FM - FPZ | 0 | 0.04 | 0.13 | 1 | 1 | 0 | 0 | 0 | 0 |  | 0 | 0 | Effepizeta | 0 | 0 | 0 | Overstocked
CF6 | CF6 - 2' | FM - FPZ | 0 |  |  | 1 | 1 | 0 | 0 | 0 | 0 |  | 0 | 0 | Effepizeta | 0 | 0 | 0 | Overstocked
CF8 | CF8 - 3' | FM - FPZ | 259.68 | 0.53 | 1.97 | 1 | 1 | 1 | 1 | 2 | 3 |  | 0 | 0 | Effepizeta | 0 | 0 | 0 | Overstocked
CF9 | CF9 - 4' | FM - FPZ | 504.89 | 2.5 | 1.93 | 1 | 1 | 2 | 5 | 7 | 10 |  | 0 | 0 | Effepizeta | 0 | 0 | 0 | Overstocked
CFD2.5 | 2.5 Amps Speed Controller | FM - KAYITES | 255.19 | 2.58 | 0.71 | 1 | 1 | 3 | 2 | 5 | 8 |  | 0 | 0 | Kayites | 0 | 0 | 0 | Overstocked
CHT | CHT-200-4M 230V. |  | 0 |  |  | 1 | 1 | 0 | 0 | 0 | 0 |  | 0 | 0 |  | 0 | 0 | 0 | Under ROP
CI-100-4T-F-300 | CI-100-4T-F-300 |  | 0 |  |  | 1 | 1 | 0 | 0 | 0 | 0 |  | 0 | 0 |  | 0 | 0 | 0 | Under ROP
CJ77J-DNM12-104-02-M | DENIM WORK JACKET INDIGO M | FM - UNIFORM | 406.11 | 1 | 0.1 | 1 | 1 | 1 | 0 | 1 | 2 |  | 0 | 0 | Workwear Depot (Pty)Ltd | 0 | 0 | 0 | Healthy
CJ77J-DNM12-104-03-L | DENIM WORK JACKET INDIGO L | FM - UNIFORM | 406.11 | 1 | 0.1 | 1 | 1 | 1 | 0 | 1 | 2 |  | 0 | 0 | Workwear Depot (Pty)Ltd | 0 | 0 | 0 | Healthy
CJ77J-NAVBOT-101-01-S | VERSATEX TWO-TONE WORK JACKET NAVY/BOTTLE S | FM - UNIFORM | 303.48 | 0.17 | 0 | 1 | 1 | 0 | 0 | 0 | 0 |  | 0 | 0 | Workwear Depot (Pty)Ltd | 0 | 0 | 0 | Overstocked
CJ77J-NAVBOT-101-02-M | VERSATEX TWO-TONE WORK JACKET NAVY/BOTTLE M | FM - UNIFORM | 303.48 | 0.17 | 0 | 1 | 1 | 0 | 0 | 0 | 0 |  | 0 | 0 | Workwear Depot (Pty)Ltd | 0 | 0 | 0 | Overstocked
CJ77J-NAVBOT-101-04-XL | VERSATEX TWO-TONE WORK JACKET NAVY/BOTTLE XL | FM - UNIFORM | 303.48 | 0.33 | 0 | 1 | 1 | 0 | 0 | 0 | 0 |  | 0 | 0 | Workwear Depot (Pty)Ltd | 0 | 0 | 0 | Overstocked
CL/PLUS/EC-6035 | Rectangular Fan |  | 0 |  |  | 1 | 1 | 0 | 0 | 0 | 0 |  | 0 | 0 |  | 0 | 0 | 0 | Under ROP
CL/PLUS/EC-7040 | Rectangular Fan |  | 0 |  |  | 1 | 1 | 0 | 0 | 0 | 0 |  | 0 | 0 |  | 0 | 0 | 0 | Under ROP
CLIPS003 | 75mm Galv Filter Clip |  | 37 | 4.57 | 0.79 | 1 | 1 | 5 | 4 | 9 | 14 |  | 0 | 0 | Filtermac Design ( Pty) Ltd | 0 | 0 | 0 | Overstocked
CMP | CMP 820 2M |  | 0 |  |  | 1 | 1 | 0 | 0 | 0 | 0 |  | 0 | 0 |  | 0 | 0 | 0 | Under ROP
CMP11254T | CMP 1128 4T | FM - SODECA | 0 |  |  | 1 | 1 | 0 | 0 | 0 | 0 |  | 0 | 0 | SODECA | 0 | 0 | 0 | Overstocked
CMRS-400-2T | CMRS-400-2T-5.5 LG270-0-45-90-135-315 | FM - SODECA | 0 |  |  | 1 | 1 | 0 | 0 | 0 | 0 |  | 0 | 0 | SODECA | 0 | 0 | 0 | Under ROP
CMS25 | Vorticent CMS 25/10 T4 0.75KW (1400 CFM) | FM - VORTICE | 0 | 0.04 | 1.08 | 1 | 1 | 0 | 0 | 0 | 0 |  | 0 | 0 | Vortice | 0 | 0 | 0 | Under ROP
CMS35 | Vorticent CMS 35/14 T4 4KW (4600 CFM) | FM - VORTICE | 0 | 0.04 | 1.08 | 1 | 1 | 0 | 0 | 0 | 0 |  | 0 | 0 | Vortice | 0 | 0 | 0 | Under ROP
CMV400 | CMVpro 400 P4 PPs Casing & impeller RD 90 Fan c/w 5.5kw 4P 380V |  |  | 0.03 | 0.89 | 1 | 1 | 0 | 0 | 0 | 0 |  | 0 | 0 | Polimatrix SA (Pty) Ltd | 0 | 0 |  | Overstocked
CMVpro DD250-250P4 PPs LG 0 | 1.5 kW 4 Pole 220 V |  | 0 |  |  | 1 | 1 | 0 | 0 | 0 | 0 |  | 0 | 0 |  | 0 | 0 | 0 | Under ROP
CN4PC-SS-DAS | Screws & Springs for Combination Set Dasqua | FM - WORKS | 115 | 0.17 | 0.92 | 1 | 1 | 0 | 0 | 0 | 0 |  | 0 | 0 | SPARES 2000 CC t/a SHARP-RITE | 0 | 0 | 0 | Overstocked
CONT/0350/00960 | MLM 36V Power Supply Unit |  | 0 |  |  | 1 | 1 | 0 | 0 | 0 | 0 |  | 0 | 0 |  | 0 | 0 | 0 | Under ROP
COUNCIL BILLINGG | February Council Billing |  |  | 0.77 | 0.15 | 1 | 1 | 1 | 0 | 1 | 2 |  | 0 | 0 | Stand 231 Alrode South CC | 0 | 0 |  | Overstocked
CP77P-DESMBO-201-00-28 | VERSATEX WORK TROUSERS BOTTLE 28 | FM - UNIFORM | 260 | 0.17 | 0 | 1 | 1 | 0 | 0 | 0 | 0 |  | 0 | 0 | Workwear Depot (Pty)Ltd | 0 | 0 | 0 | Overstocked
CP77P-DESMBO-201-00-32 | VERSATEX WORK TROUSERS BOTTLE 32 | FM - UNIFORM | 260 | 0.17 | 0 | 1 | 1 | 0 | 0 | 0 | 0 |  | 0 | 0 | Workwear Depot (Pty)Ltd | 0 | 0 | 0 | Overstocked
CP77P-DESMBO-201-00-44 | VERSATEX WORK TROUSERS BOTTLE 44 | FM - UNIFORM | 260 | 0.33 | 0 | 1 | 1 | 0 | 0 | 0 | 0 |  | 0 | 0 | Workwear Depot (Pty)Ltd | 0 | 0 | 0 | Overstocked
CP77P-DNM12-104-00-32 | DENIM WORK TROUSERS INDIGO 32 | FM - UNIFORM | 372.19 | 1 | 0.1 | 1 | 1 | 1 | 0 | 1 | 2 |  | 0 | 0 | Workwear Depot (Pty)Ltd | 0 | 0 | 0 | Healthy
CP77P-DNM12-104-00-38 | DENIM WORK TROUSERS INDIGO 38 | FM - UNIFORM | 372.19 | 1 | 0.1 | 1 | 1 | 1 | 0 | 1 | 2 |  | 0 | 0 | Workwear Depot (Pty)Ltd | 0 | 0 | 0 | Healthy
CPV | CPV2045/4T-IE3 | FM - SODECA | 0 |  |  | 1 | 1 | 0 | 0 | 0 | 0 |  | 0 | 0 | SODECA | 0 | 0 | 0 | Under ROP
CPV/ATEX | CPV/ATEX-160-4T/2D EX TB |  | 0 |  |  | 1 | 1 | 0 | 0 | 0 | 0 |  | 0 | 0 |  | 0 | 0 | 0 | Under ROP
CRAD190 | CRAD 190 | FM - KAYITES | 872.8 | 0.14 | 0.26 | 1 | 1 | 0 | 0 | 0 | 0 |  | 0 | 0 | Kayites | 0 | 0 | 0 | Under ROP
CRAD225 | CRAD 225 | FM - KAYITES | 0 | 0.19 | 0.16 | 1 | 1 | 0 | 0 | 0 | 0 |  | 0 | 0 | Kayites | 0 | 0 | 0 | Under ROP
CRAD250 | CRAD 250 | FM - KAYITES | 0 | 5 | 0.66 | 1 | 1 | 5 | 3 | 8 | 13 |  | 0 | 13 | Kayites | 0 | 13 | 0 | Under ROP
CRAD280 | CRAD 280 | FM - KAYITES | 0 | 0.19 | 0.16 | 1 | 1 | 0 | 0 | 0 | 0 |  | 0 | 0 | Kayites | 0 | 0 | 0 | Under ROP
CRAD355 | CRAD 355 | FM - KAYITES | 0 |  |  | 1 | 1 | 0 | 0 | 0 | 0 |  | 0 | 0 | Kayites | 0 | 0 | 0 | Under ROP
CRAD400 | CRAD 400 | FM - KAYITES | 0 | 0.24 | 0.41 | 1 | 1 | 0 | 0 | 0 | 0 |  | 0 | 0 | Kayites | 0 | 0 | 0 | Under ROP
CRAD450 | CRAD 450 | FM - KAYITES | 7434.1566 | 0.57 | 0.89 | 1 | 1 | 1 | 1 | 2 | 3 |  | 0 | 3 | Kayites | 0 | 3 | 22302.47 | Under ROP
CRAD500 | CRAD 500 | FM - KAYITES | 0 | 0.19 | 0.41 | 1 | 1 | 0 | 0 | 0 | 0 |  | 0 | 0 | Kayites | 0 | 0 | 0 | Under ROP
CRAD560 | CRAD 560 | FM - KAYITES | 0 |  |  | 1 | 1 | 0 | 0 | 0 | 0 |  | 0 | 0 | Kayites | 0 | 0 | 0 | Under ROP
CRADIK190 | CRADIK 190 | FM - KAYITES | 0 |  |  | 1 | 1 | 0 | 0 | 0 | 0 |  | 0 | 0 | Kayites | 0 | 0 | 0 | Under ROP
CRADIK225 | CRADIK 225 | FM - KAYITES | 0 |  |  | 1 | 1 | 0 | 0 | 0 | 0 |  | 0 | 0 | Kayites | 0 | 0 | 0 | Under ROP
CRADIK250 | CRADIK 250 | FM - KAYITES | 0 |  |  | 1 | 1 | 0 | 0 | 0 | 0 |  | 0 | 0 | Kayites | 0 | 0 | 0 | Under ROP
CRADIK280 | CRADIK 280 | FM - KAYITES | 0 |  |  | 1 | 1 | 0 | 0 | 0 | 0 |  | 0 | 0 | Kayites | 0 | 0 | 0 | Under ROP
CRADIK355 | CRADIK 355 | FM - KAYITES | 0 |  |  | 1 | 1 | 0 | 0 | 0 | 0 |  | 0 | 0 | Kayites | 0 | 0 | 0 | Under ROP
CRADIK400 | CRADIK 400 | FM - KAYITES | 0 |  |  | 1 | 1 | 0 | 0 | 0 | 0 |  | 0 | 0 | Kayites | 0 | 0 | 0 | Under ROP
CRADIK450 | CRADIK 450 | FM - KAYITES | 0 |  |  | 1 | 1 | 0 | 0 | 0 | 0 |  | 0 | 0 | Kayites | 0 | 0 | 0 | Under ROP
CRADIK500 | CRADIK 500 | FM - KAYITES | 0 |  |  | 1 | 1 | 0 | 0 | 0 | 0 |  | 0 | 0 | Kayites | 0 | 0 | 0 | Under ROP
CRADIK560 | CRADIK 560 | FM - KAYITES | 0 |  |  | 1 | 1 | 0 | 0 | 0 | 0 |  | 0 | 0 | Kayites | 0 | 0 | 0 | Under ROP
CSH1000x1.5 | Copper Sheet (2000x1000x1.5mm) |  |  | 0.12 | 0.2 | 1 | 1 | 0 | 0 | 0 | 0 |  | 0 | 0 | Gold Circle Metals | 0 | 0 |  | Overstocked
CT1.50X4BK | CABTYRE 1,5MM2 4 CORE BLACK | FM - WORKS | 17.45 |  |  | 1 | 1 | 0 | 0 | 0 | 0 |  | 0 | 0 | Alvern Cables (Pty) Ltd | 0 | 0 | 0 | Overstocked
CT2.50X4BK | CABTYRE 2,5MM2 4CORE - BLACK | FM - WORKS | 279.6 |  | 1 | 0.5 | 1 | 3 | 5 | 8 | 13 |  | 0 | 0 | Alvern Cables (Pty) Ltd | 0 | 0 | 0 | Overstocked
CTA/01 | Attenuator 150x600mm |  | 0 |  |  | 1 | 1 | 0 | 0 | 0 | 0 |  | 0 | 0 |  | 0 | 0 | 0 | Under ROP
CTA/02 | Attenuator 150x600mm |  | 0 |  |  | 1 | 1 | 0 | 0 | 0 | 0 |  | 0 | 0 |  | 0 | 0 | 0 | Under ROP
CTERM-CAP | Casing Terminal Cap | FM - CASING | 72.63 |  | 1 | 0.5 | 1 | 17 | 33 | 50 | 83 |  | 24 | 31 |  | 0 | 31 | 2251.53 | Under ROP
CTF - 60 | c/w 1.8kW 4Pole 220v |  | 0 |  |  | 1 | 1 | 0 | 0 | 0 | 0 |  | 0 | 0 |  | 0 | 0 | 0 | Under ROP
CTF - 80 | CTF-80 c/w 2.2kW 960rpm 220v |  | 0 |  |  | 1 | 1 | 0 | 0 | 0 | 0 |  | 0 | 0 |  | 0 | 0 | 0 | Under ROP
CTF-40 | CTF-40 c/w 1.1kw 2990rpm 380V |  | 0 |  |  | 1 | 1 | 0 | 0 | 0 | 0 |  | 0 | 0 |  | 0 | 0 | 0 | Under ROP
CTF-50 | c/w 1.1kW 4Pole 220v |  | 0 |  |  | 1 | 1 | 0 | 0 | 0 | 0 |  | 0 | 0 |  | 0 | 0 | 0 | Under ROP
CTerm-Cap | Casing Terminal Cap | FM - DONKIN | 0 | 10.5 | 0.03 | 1 | 1 | 10 | 0 | 10 | 20 |  | 0 | 0 | GALVAGLOW (PTY) LTD | 0 | 0 | 0 | Overstocked
CUB100 | CUB 100 | FM - KAYITES | 0 |  |  | 1 | 1 | 0 | 0 | 0 | 0 |  | 0 | 0 | Kayites | 0 | 0 | 0 | Overstocked
CUB125 | CUB 125 | FM - KAYITES | 0 |  |  | 1 | 1 | 0 | 0 | 0 | 0 |  | 0 | 0 | Kayites | 0 | 0 | 0 | Under ROP
CUB150 | CUB 150 | FM - KAYITES | 0 |  |  | 1 | 1 | 0 | 0 | 0 | 0 |  | 0 | 0 | Kayites | 0 | 0 | 0 | Overstocked
CUB160 | CUB 160 | FM - KAYITES | 0 |  |  | 1 | 1 | 0 | 0 | 0 | 0 |  | 0 | 0 | Kayites | 0 | 0 | 0 | Under ROP
CUB200 | CUB 200 | FM - KAYITES | 0 |  |  | 1 | 1 | 0 | 0 | 0 | 0 |  | 0 | 0 | Kayites | 0 | 0 | 0 | Under ROP
CUB250 | CUB 250 | FM - KAYITES | 0 |  |  | 1 | 1 | 0 | 0 | 0 | 0 |  | 0 | 0 | Kayites | 0 | 0 | 0 | Under ROP
CUB315 | CUB 315 | FM - KAYITES | 0 |  |  | 1 | 1 | 0 | 0 | 0 | 0 |  | 0 | 0 | Kayites | 0 | 0 | 0 | Overstocked
CUB355 | CUB 355 | FM - KAYITES | 0 |  |  | 1 | 1 | 0 | 0 | 0 | 0 |  | 0 | 0 | Kayites | 0 | 0 | 0 | Overstocked
CUB400 | CUB 400 | FM - KAYITES | 0 |  |  | 1 | 1 | 0 | 0 | 0 | 0 |  | 0 | 0 | Kayites | 0 | 0 | 0 | Under ROP
CUB450 | CUB 450 | FM - KAYITES | 0 |  |  | 1 | 1 | 0 | 0 | 0 | 0 |  | 0 | 0 | Kayites | 0 | 0 | 0 | Under ROP
CUB500 | CUB 500 | FM - KAYITES | 0 |  |  | 1 | 1 | 0 | 0 | 0 | 0 |  | 0 | 0 | Kayites | 0 | 0 | 0 | Under ROP
CUB560 | CUB 560 | FM - KAYITES | 0 |  |  | 1 | 1 | 0 | 0 | 0 | 0 |  | 0 | 0 | Kayites | 0 | 0 | 0 | Under ROP
CZ200C | Neoprene Clamp - 200mm |  | 0 |  |  | 1 | 1 | 0 | 0 | 0 | 0 |  | 0 | 0 |  | 0 | 0 | 0 | Under ROP
CZ315C | Neoprene Clamp 315 |  | 0 |  |  | 1 | 1 | 0 | 0 | 0 | 0 |  | 0 | 0 |  | 0 | 0 | 0 | Under ROP
Callout | Callout | FM - MACHINERY |  | 3 | 0.38 | 1 | 1 | 3 | 1 | 4 | 7 |  | 0 | 4 | Downside Projects | 0 | 4 |  | Under ROP
Centrifugal Fan | 280 CM BCC DIDW CENTRIFUGAL FAN |  | 0 |  |  | 1 | 1 | 0 | 0 | 0 | 0 |  | 0 | 0 |  | 0 | 0 | 0 | Under ROP
Company Car | Mahindra 1.2T MX2 A/T | Accessories |  | 0.14 | 0.28 | 1 | 1 | 0 | 0 | 0 | 0 |  | 0 | 0 | Egoli Auto (Pty) Ltd t/a Mahindra JHB South | 0 | 0 |  | Overstocked
Compile | Report |  | 940.5 | 0.32 | 1.05 | 1 | 1 | 0 | 0 | 0 | 0 |  | 0 | 0 | TDCM Engineering cc | 0 | 0 | 0 | Under ROP
Control Panel | For 7-off Fans |  | 0 |  |  | 1 | 1 | 0 | 0 | 0 | 0 |  | 0 | 0 |  | 0 | 0 | 0 | Under ROP
Counter-Flanges | DDM 10/10 | FM - DONKIN | 97 | 0.8 | 1.53 | 1 | 1 | 1 | 1 | 2 | 3 |  | 0 | 3 | Attenu-Tec | 0 | 3 | 291 | Under ROP
Crates | Wooden crates | FM - DONKIN | 800 | 0.2 | 1.18 | 1 | 1 | 0 | 0 | 0 | 0 |  | 0 | 0 | Air Speration | 0 | 0 | 0 | Overstocked
Cutting Disc | Cutting Disc - 4.5inch x 1.5mm | FM - WORKS | 12 |  | 1 | 0.5 | 1 | 1 | 1 | 2 | 3 |  | 0 | 3 |  | 0 | 3 | 36 | Under ROP
D) | Casings - 315mm Casing to Suit Above | FM - IMPELLER | 0 | 0.59 | 0.44 | 1 | 1 | 1 | 0 | 1 | 2 |  | 0 | 0 | CFW Fans (Pty) Ltd | 0 | 0 | 0 | Overstocked
D100000 | UV250/1/6/F | FM - MOTORS |  | 17.43 | 0.51 | 1 | 1 | 17 | 9 | 26 | 43 |  | 0 | 0 | ACTOM | 0 | 0 |  | Overstocked
D100001 | CMP-1128-4T | FM - SODECA |  | 1.6 | 0.45 | 1 | 1 | 2 | 1 | 3 | 5 |  | 0 | 0 | SODECA | 0 | 0 |  | Overstocked
D100002 | HAT-28-4M | FM - SODECA | 365 | 1.05 | 0.42 | 1 | 1 | 1 | 0 | 1 | 2 |  | 0 | 0 | SODECA | 0 | 0 | 0 | Overstocked
D100003 | HAT-35-4T | FM - SODECA |  | 0.89 | 0.34 | 1 | 1 | 1 | 0 | 1 | 2 |  | 0 | 0 | SODECA | 0 | 0 |  | Healthy
D100004 | HAT-35-2M | FM - SODECA | 0 |  |  | 1 | 1 | 0 | 0 | 0 | 0 |  | 0 | 0 | SODECA | 0 | 0 | 0 | Overstocked
D100005 | CAM-550-2T 5.5 | FM - SODECA |  | 0.07 | 0.79 | 1 | 1 | 0 | 0 | 0 | 0 |  | 0 | 0 | SODECA | 0 | 0 |  | Under ROP
D100006 | HJBM PLUS 45 - T4 0.55KW | FM - SODECA | 0 |  |  | 1 | 1 | 0 | 0 | 0 | 0 |  | 0 | 0 | SODECA | 0 | 0 | 0 | Under ROP
D100007 | HJBM 40 M4 0.25 | FM - SODECA | 0 |  |  | 1 | 1 | 0 | 0 | 0 | 0 |  | 0 | 0 | SODECA | 0 | 0 | 0 | Under ROP
D100008 | HJBM 50 T4 0.55 | FM - SODECA | 0 |  |  | 1 | 1 | 0 | 0 | 0 | 0 |  | 0 | 0 | SODECA | 0 | 0 | 0 | Overstocked
D100009 | CA/LINE 355 220-240V | FM - SODECA | 0 |  |  | 1 | 1 | 0 | 0 | 0 | 0 |  | 0 | 0 | SODECA | 0 | 0 | 0 | Under ROP
D100010 | VKAP 100 LD 3.0 | FM - SODECA |  | 0.11 | 0.1 | 1 | 1 | 0 | 0 | 0 | 0 |  | 0 | 0 | SODECA | 0 | 0 |  | Overstocked
D100011 | SV-150-H | FM - SODECA |  | 0.89 | 0.16 | 1 | 1 | 1 | 0 | 1 | 2 |  | 0 | 0 | SODECA | 0 | 0 |  | Overstocked
D100012 | HAT-24-4M | FM - SODECA |  | 0.22 | 0.07 | 1 | 1 | 0 | 0 | 0 | 0 |  | 0 | 0 | SODECA | 0 | 0 |  | Overstocked
D100013 | CA-LINE-12 | FM - SODECA |  | 0.36 | 0.7 | 1 | 1 | 0 | 0 | 0 | 0 |  | 0 | 0 | SODECA | 0 | 0 |  | Overstocked
D100014 | CA-LINE-15 | FM - SODECA |  | 0.45 | 0.25 | 1 | 1 | 0 | 0 | 0 | 0 |  | 0 | 0 | SODECA | 0 | 0 |  | Overstocked
D100015 | CA-LINE-20 | FM - SODECA |  | 0.27 | 0.27 | 1 | 1 | 0 | 0 | 0 | 0 |  | 0 | 0 | SODECA | 0 | 0 |  | Overstocked
D100016 | NEOSILENT 200 | FM - SODECA |  | 0.39 | 0.21 | 1 | 1 | 0 | 0 | 0 | 0 |  | 0 | 0 | SODECA | 0 | 0 |  | Overstocked
D100017 | NEOSILENT 150 | FM - SODECA |  | 0.11 | 0.1 | 1 | 1 | 0 | 0 | 0 | 0 |  | 0 | 0 | SODECA | 0 | 0 |  | Overstocked
D100018 | CA-160-2T-2 | FM - SODECA | 322.5 | 1.62 | 0.11 | 1 | 1 | 2 | 0 | 2 | 4 |  | 0 | 0 | SODECA | 0 | 0 | 0 | Overstocked
D100019 | BD 9/9 - M4 0.35KW 230V - 500HZ STC | FM - NICOTRA |  | 0.23 | 0.1 | 1 | 1 | 0 | 0 | 0 | 0 |  | 0 | 0 | Nicotra | 0 | 0 |  | Overstocked
D100020 | DDM 9/9 6P | FM - NICOTRA |  | 0.36 | 0.69 | 1 | 1 | 0 | 0 | 0 | 0 |  | 0 | 0 | Nicotra | 0 | 0 |  | Overstocked
D100021 | DDM 10/8 245W 230V 6P 6M0648 | FM - NICOTRA | 0 |  |  | 1 | 1 | 0 | 0 | 0 | 0 |  | 0 | 0 | Nicotra | 0 | 0 | 0 | Overstocked
D100022 | DDM 10/8 600KW 6N 0220/01 | FM - NICOTRA | 0 |  |  | 1 | 1 | 0 | 0 | 0 | 0 |  | 0 | 0 | Nicotra | 0 | 0 | 0 | Overstocked
D100023 | BD 12/12 T6 1.1KW 230V/400 50HZ LPC | FM - NICOTRA | 0 |  |  | 1 | 1 | 0 | 0 | 0 | 0 |  | 0 | 0 | Nicotra | 0 | 0 | 0 | Under ROP
D100024 | BD 12/9 M6 0.76KW 230V/58HZ STC | FM - NICOTRA | 0 |  |  | 1 | 1 | 0 | 0 | 0 | 0 |  | 0 | 0 | Nicotra | 0 | 0 | 0 | Overstocked
D100025 | BD 15/15 T6 2.2KW 230/400V | FM - NICOTRA | 0 |  |  | 1 | 1 | 0 | 0 | 0 | 0 |  | 0 | 0 | Nicotra | 0 | 0 | 0 | Overstocked
D100026 | MBP 35 2.2KW 380V | FM - NICOTRA | 0 |  |  | 1 | 1 | 0 | 0 | 0 | 0 |  | 0 | 0 | Nicotra | 0 | 0 | 0 | Overstocked
D100027 | CDC 125A | FM - OSTBERG | 0 |  |  | 1 | 1 | 0 | 0 | 0 | 0 |  | 0 | 0 | Ostberg | 0 | 0 | 0 | Overstocked
D100028 | CDC 150B | FM - OSTBERG | 0 |  |  | 1 | 1 | 0 | 0 | 0 | 0 |  | 0 | 0 | Ostberg | 0 | 0 | 0 | Overstocked
D100030 | SCLK03 MS-055-3 | FM - FPZ | 0 |  |  | 1 | 1 | 0 | 0 | 0 | 0 |  | 0 | 0 |  | 0 | 0 | 0 | Overstocked
D100031 | SCLK08 R-MD-75KW | FM - FPZ | 0 |  |  | 1 | 1 | 0 | 0 | 0 | 0 |  | 0 | 0 |  | 0 | 0 | 0 | Overstocked
D100032 | FPZ FLEXIBLE SLEEVE | FM - FPZ | 0 |  |  | 1 | 1 | 0 | 0 | 0 | 0 |  | 0 | 0 |  | 0 | 0 | 0 | Overstocked
D100033 | 25 FA 5 | FM - FPZ | 0 |  |  | 1 | 1 | 0 | 0 | 0 | 0 |  | 0 | 0 |  | 0 | 0 | 0 | Overstocked
D100034 | 25 FA 6 | FM - FPZ | 0 |  |  | 1 | 1 | 0 | 0 | 0 | 0 |  | 0 | 0 |  | 0 | 0 | 0 | Overstocked
D100035 | 25 FA 8 | FM - FPZ | 0 |  |  | 1 | 1 | 0 | 0 | 0 | 0 |  | 0 | 0 |  | 0 | 0 | 0 | Overstocked
D100036 | 25 FLS | FM - FPZ | 0 |  |  | 1 | 1 | 0 | 0 | 0 | 0 |  | 0 | 0 |  | 0 | 0 | 0 | Overstocked
D100037 | 25 FL5 | FM - FPZ | 0 |  |  | 1 | 1 | 0 | 0 | 0 | 0 |  | 0 | 0 |  | 0 | 0 | 0 | Overstocked
D100038 | 25 FL6 | FM - FPZ | 0 |  |  | 1 | 1 | 0 | 0 | 0 | 0 |  | 0 | 0 |  | 0 | 0 | 0 | Overstocked
D100039 | CONTROL UNIT | FM - FPZ | 0 | 16.1 | 0.79 | 1 | 1 | 16 | 13 | 29 | 45 |  | 0 | 0 | ACTOM | 0 | 0 | 0 | Overstocked
D100039 - D31689 | 500 Impeller |  |  |  |  | 1 | 1 | 0 | 0 | 0 | 0 |  | 0 | 0 |  | 0 | 0 |  | Overstocked
D100039 - D31713 | 560 Impeller |  |  |  |  | 1 | 1 | 0 | 0 | 0 | 0 |  | 0 | 0 |  | 0 | 0 |  | Overstocked
D100040 | PS-1-300 SPEED CONTROL | FM - DONKIN | 0 |  |  | 1 | 1 | 0 | 0 | 0 | 0 |  | 0 | 0 |  | 0 | 0 | 0 | Overstocked
D100041 | RS-4-O-PS SPEED CONTROL | FM - DONKIN | 0 |  |  | 1 | 1 | 0 | 0 | 0 | 0 |  | 0 | 0 |  | 0 | 0 | 0 | Overstocked
D100042 | RS-3-0-TA SPEED CONTROL | FM - DONKIN | 0 |  |  | 1 | 1 | 0 | 0 | 0 | 0 |  | 0 | 0 |  | 0 | 0 | 0 | Overstocked
D100043 | R-1/010 SPEED CONTROL | FM - DONKIN | 0 |  |  | 1 | 1 | 0 | 0 | 0 | 0 |  | 0 | 0 |  | 0 | 0 | 0 | Overstocked
D100044 | MKM 3 MOUNTING BOX | FM - DONKIN | 0 |  |  | 1 | 1 | 0 | 0 | 0 | 0 |  | 0 | 0 |  | 0 | 0 | 0 | Overstocked
D100045 | MKV 2 MOUNTING BOX | FM - DONKIN | 0 |  |  | 1 | 1 | 0 | 0 | 0 | 0 |  | 0 | 0 |  | 0 | 0 | 0 | Overstocked
D100046 | Q150 QUIET LINE | FM - DONKIN | 0 |  |  | 1 | 1 | 0 | 0 | 0 | 0 |  | 0 | 0 |  | 0 | 0 | 0 | Overstocked
D100047 | R510.0TA SPEED CONTROL | FM - DONKIN | 0 |  |  | 1 | 1 | 0 | 0 | 0 | 0 |  | 0 | 0 |  | 0 | 0 | 0 | Overstocked
D100048 | R55.0 SPEED CONTROL | FM - DONKIN | 0 |  |  | 1 | 1 | 0 | 0 | 0 | 0 |  | 0 | 0 |  | 0 | 0 | 0 | Overstocked
D100049 | TM-1.5N SENSOR | FM - DONKIN | 0 |  |  | 1 | 1 | 0 | 0 | 0 | 0 |  | 0 | 0 |  | 0 | 0 | 0 | Overstocked
D100050 | P2-10 SPEED CONTROL | FM - DONKIN | 0 |  |  | 1 | 1 | 0 | 0 | 0 | 0 |  | 0 | 0 |  | 0 | 0 | 0 | Overstocked
D100051 | VFED-400-TA SPEED CONTROL | FM - DONKIN | 0 |  |  | 1 | 1 | 0 | 0 | 0 | 0 |  | 0 | 0 |  | 0 | 0 | 0 | Overstocked
D100052 | CHANNEL FILTERS | FM - DONKIN | 0 |  |  | 1 | 1 | 0 | 0 | 0 | 0 |  | 0 | 0 |  | 0 | 0 | 0 | Overstocked
D100053 | PRESSURE VALVES | FM - DONKIN | 0 |  |  | 1 | 1 | 0 | 0 | 0 | 0 |  | 0 | 0 |  | 0 | 0 | 0 | Overstocked
D100054 | PRESSURE VALVES | FM - DONKIN | 0 |  |  | 1 | 1 | 0 | 0 | 0 | 0 |  | 0 | 0 |  | 0 | 0 | 0 | Overstocked
D100055 | RELIEF VALVES | FM - DONKIN | 0 |  |  | 1 | 1 | 0 | 0 | 0 | 0 |  | 0 | 0 |  | 0 | 0 | 0 | Overstocked
D100056 | KSB 200 BOX FAN | FM - DONKIN | 0 |  |  | 1 | 1 | 0 | 0 | 0 | 0 |  | 0 | 0 |  | 0 | 0 | 0 | Under ROP
D100057 | KSB 150 BOX FAN | FM - DONKIN | 0 |  |  | 1 | 1 | 0 | 0 | 0 | 0 |  | 0 | 0 |  | 0 | 0 | 0 | Overstocked
D100058 | KSB 250 BOX FAN | FM - DONKIN | 0 |  |  | 1 | 1 | 0 | 0 | 0 | 0 |  | 0 | 0 |  | 0 | 0 | 0 | Overstocked
D100059 | TT SILENT M250 | FM - DONKIN | 0 |  |  | 1 | 1 | 0 | 0 | 0 | 0 |  | 0 | 0 |  | 0 | 0 | 0 | Overstocked
D100060 | TT SILENT M125 | FM - DONKIN | 0 |  |  | 1 | 1 | 0 | 0 | 0 | 0 |  | 0 | 0 |  | 0 | 0 | 0 | Overstocked
D100061 | VKV4E450 ROOF FAN | FM - DONKIN | 0 |  |  | 1 | 1 | 0 | 0 | 0 | 0 |  | 0 | 0 |  | 0 | 0 | 0 | Overstocked
D100062 | VKV4E355 ROOF FAN | FM - DONKIN | 0 |  |  | 1 | 1 | 0 | 0 | 0 | 0 |  | 0 | 0 |  | 0 | 0 | 0 | Overstocked
D100063 | TT SILENT - M-100 | FM - DONKIN | 0 |  |  | 1 | 1 | 0 | 0 | 0 | 0 |  | 0 | 0 |  | 0 | 0 | 0 | Overstocked
D100064 | TT PRO 100 | FM - DONKIN | 0 |  |  | 1 | 1 | 0 | 0 | 0 | 0 |  | 0 | 0 |  | 0 | 0 | 0 | Overstocked
D100065 | TT PRO 125 | FM - DONKIN | 0 |  |  | 1 | 1 | 0 | 0 | 0 | 0 |  | 0 | 0 |  | 0 | 0 | 0 | Overstocked
D100066 | TT PRO 150 | FM - DONKIN | 0 |  |  | 1 | 1 | 0 | 0 | 0 | 0 |  | 0 | 0 |  | 0 | 0 | 0 | Overstocked
D100067 | TT PRO 160 | FM - DONKIN | 0 |  |  | 1 | 1 | 0 | 0 | 0 | 0 |  | 0 | 0 |  | 0 | 0 | 0 | Overstocked
D100068 | TT PRO 200 | FM - DONKIN | 0 |  |  | 1 | 1 | 0 | 0 | 0 | 0 |  | 0 | 0 |  | 0 | 0 | 0 | Overstocked
D100069 | VP 150K | FM - DONKIN | 0 | 2 |  | 1 | 1 | 0 | 0 | 0 | 0 |  | 0 | 0 |  | 0 | 0 | 0 | Overstocked
D100070 | VP 100K | FM - DONKIN | 0 |  |  | 1 | 1 | 0 | 0 | 0 | 0 |  | 0 | 0 |  | 0 | 0 | 0 | Overstocked
D100071 | VP 125K | FM - DONKIN | 0 |  |  | 1 | 1 | 0 | 0 | 0 | 0 |  | 0 | 0 |  | 0 | 0 | 0 | Overstocked
D100072 | MOTOR | FM - VORTICE | 0 |  |  | 1 | 1 | 0 | 0 | 0 | 0 |  | 0 | 0 |  | 0 | 0 | 0 | Overstocked
D100073 | CE250BB |  | 0 |  |  | 1 | 1 | 0 | 0 | 0 | 0 |  | 0 | 0 |  | 0 | 0 | 0 | Under ROP
D100074 | RM 220/1/50 Speed Controller |  | 0 |  |  | 1 | 1 | 0 | 0 | 0 | 0 |  | 0 | 0 |  | 0 | 0 | 0 | Overstocked
D10075 | Lineo 125 Kit |  | 0 |  |  | 1 | 1 | 0 | 0 | 0 | 0 |  | 0 | 0 |  | 0 | 0 | 0 | Overstocked
D4E180 | CA02-02 50/60Hz 230V |  | 0 | 1 | 0.03 | 1 | 1 | 1 | 0 | 1 | 2 |  | 0 | 2 | Ebmpapst | 0 | 2 | 0 | Under ROP
DAXIS200 | DAXIS 200 | FM - KAYITES | 0 |  |  | 1 | 1 | 0 | 0 | 0 | 0 |  | 0 | 0 | Kayites | 0 | 0 | 0 | Under ROP
DAXIS250 | DAXIS 250 | FM - KAYITES | 0 |  |  | 1 | 1 | 0 | 0 | 0 | 0 |  | 0 | 0 | Kayites | 0 | 0 | 0 | Under ROP
DAXIS300 | DAXIS 300 | FM - KAYITES | 0 |  |  | 1 | 1 | 0 | 0 | 0 | 0 |  | 0 | 0 | Kayites | 0 | 0 | 0 | Under ROP
DAXIS350 | DAXIS 350 | FM - KAYITES | 0 |  |  | 1 | 1 | 0 | 0 | 0 | 0 |  | 0 | 0 | Kayites | 0 | 0 | 0 | Under ROP
DD250 | CMVpro DD250-250P4 PPs LG 0 Fan, 380 Volt, 1.5 kW IE1 Standard Efficiency Motor @ 1400 rpm |  | 0 |  |  | 1 | 1 | 0 | 0 | 0 | 0 |  | 0 | 0 |  | 0 | 0 | 0 | Under ROP
DD315 | CMVpro DD315-315P4 PPs LG 0 Fan, 380 Volt, 2,2 kW IE1 Standard Efficiency Motor @ 1400 rpm |  | 0 |  |  | 1 | 1 | 0 | 0 | 0 | 0 |  | 0 | 0 |  | 0 | 0 | 0 | Under ROP
DD400 | CMVeco DD400-400P4 PPs LG 0 Fan, 380 Volt, 5,5 kW IE1 Standard Efficiency Motor @ 1400 rpm |  | 0 |  |  | 1 | 1 | 0 | 0 | 0 | 0 |  | 0 | 0 |  | 0 | 0 | 0 | Under ROP
DMP - VCDQK | VC DAMPER WITH QUADRANT KIT 150*150 |  | 375.22 |  |  | 1 | 1 | 0 | 0 | 0 | 0 |  | 0 | 0 |  | 0 | 0 | 0 | Overstocked
DPF95%/600/600/300 | DISPOSABLE POCKET FILTER 95% |  | 0 |  |  | 1 | 1 | 0 | 0 | 0 | 0 |  | 0 | 0 |  | 0 | 0 | 0 | Under ROP
DPF95%/600/600/600 | DISPOSABLE POCKET FILTER 95% |  | 0 |  |  | 1 | 1 | 0 | 0 | 0 | 0 |  | 0 | 0 |  | 0 | 0 | 0 | Under ROP
DPF95%/CUSTOM | DISPOSABLE POCKET FILTER 95% 600MM X 270MM X 300MM |  | 0 |  |  | 1 | 1 | 0 | 0 | 0 | 0 |  | 0 | 0 |  | 0 | 0 | 0 | Under ROP
DPF95%/CUSTOM. | DISPOSABLE POCKET FILTER 95% 600MM X 270MM X 600MM |  | 0 |  |  | 1 | 1 | 0 | 0 | 0 | 0 |  | 0 | 0 |  | 0 | 0 | 0 | Under ROP
DREC450 | DREC 450 | FM - KAYITES | 0 |  |  | 1 | 1 | 0 | 0 | 0 | 0 |  | 0 | 0 |  | 0 | 0 | 0 | Overstocked
DRG4030 | DOOR GRILLE 400/300 NS NA |  | 0 |  |  | 1 | 1 | 0 | 0 | 0 | 0 |  | 0 | 0 |  | 0 | 0 | 0 | Under ROP
DRG4040 | DOOR GRILLE 400/400 NS NA |  | 0 |  |  | 1 | 1 | 0 | 0 | 0 | 0 |  | 0 | 0 |  | 0 | 0 | 0 | Under ROP
DRILL BIT - 3MM | Drill bit 3mm HSS | FM - WORKS | 4.3 |  | 1 | 0.5 | 1 | 2 | 4 | 6 | 10 |  | 0 | 0 |  | 0 | 0 | 0 | Healthy
DRILL BIT - 4MM | Drill bit 4mm HSS | FM - WORKS | 15 |  | 1 | 0.5 | 1 | 2 | 4 | 6 | 10 |  | 0 | 0 |  | 0 | 0 | 0 | Healthy
DRILL BIT - 5MM | Drill bit 5mm HSS | FM - WORKS | 18 |  | 1 | 0.5 | 1 | 2 | 4 | 6 | 10 |  | 0 | 0 |  | 0 | 0 | 0 | Healthy
DRILL BIT - 6MM | Drill bit 6mm HSS | FM - WORKS | 20 |  | 1 | 0.5 | 1 | 2 | 4 | 6 | 10 |  | 0 | 0 |  | 0 | 0 | 0 | Healthy
DRILL BIT - SET (5pc) | DRILL SET HSS (2.3.4.5.6) 5PC | CONSUMABLES | 27.65 |  |  | 1 | 1 | 0 | 0 | 0 | 0 |  | 0 | 0 |  | 0 | 0 | 0 | Overstocked
DTG/01 | DRG 300x150 Mill c/w Powder Coating |  | 0 |  |  | 1 | 1 | 0 | 0 | 0 | 0 |  | 0 | 0 |  | 0 | 0 | 0 | Under ROP
Delivery - | Delivery |  | 620 |  |  | 1 | 1 | 0 | 0 | 0 | 0 |  | 0 | 0 |  | 0 | 0 | 0 | Under ROP
Disc Valve | 100 Diam | Accessories | 0 |  |  | 1 | 1 | 0 | 0 | 0 | 0 |  | 0 | 0 |  | 0 | 0 | 0 | Under ROP
Duct | 10 Meter Spiral Flexible Ducting |  |  | 0.07 | 0.07 | 1 | 1 | 0 | 0 | 0 | 0 |  | 0 | 0 | AF Fans CC | 0 | 0 |  | Overstocked
E) | Brackets - sets motor mounting brackets (threaded rod) | FM - IMPELLER | 172 | 0.14 | 0.79 | 1 | 1 | 0 | 0 | 0 | 0 |  | 0 | 0 | CFW Fans (Pty) Ltd | 0 | 0 | 0 | Overstocked
E01-FAN1 | Torrette TR-A 450 T4 2.2KW ATEX ZONE 1 - Explosion Proof Roof Top Exhaust Fan |  | 0 |  |  | 1 | 1 | 0 | 0 | 0 | 0 |  | 0 | 0 |  | 0 | 0 | 0 | Under ROP
E01-FAN2 | TORRETTE TR-A 355 T4 0.55KW ATEX Zone 1 - Explosion Proof Roof Top Exhaust Fan |  | 0 |  |  | 1 | 1 | 0 | 0 | 0 | 0 |  | 0 | 0 |  | 0 | 0 | 0 | Under ROP
E01-FAN3 | ENKEL QBK 190 EC - Cassette Type Exhaust Fan |  | 0 |  |  | 1 | 1 | 0 | 0 | 0 | 0 |  | 0 | 0 |  | 0 | 0 | 0 | Under ROP
E01-FAN4 | CA 150 MD E RF - Roof Top Exhaust Fan |  | 0 |  |  | 1 | 1 | 0 | 0 | 0 | 0 |  | 0 | 0 |  | 0 | 0 | 0 | Under ROP
E01-FAN5 | A-E 354 T - Wall Mounted Exhaust Fan |  | 0 |  |  | 1 | 1 | 0 | 0 | 0 | 0 |  | 0 | 0 |  | 0 | 0 | 0 | Under ROP
E01-FAN6 | A-E 304 T - Wall Mounted Exhaust Fan |  | 0 |  |  | 1 | 1 | 0 | 0 | 0 | 0 |  | 0 | 0 |  | 0 | 0 | 0 | Under ROP
E07TD GOR X M.E | 7.5-9 KW SIZE 132- B5 |  | 0 |  |  | 1 | 1 | 0 | 0 | 0 | 0 |  | 0 | 0 |  | 0 | 0 | 0 | Under ROP
E09TD GOR X M.E | 18.5-22kw Size 160-B5 |  | 0 |  |  | 1 | 1 | 0 | 0 | 0 | 0 |  | 0 | 0 |  | 0 | 0 | 0 | Under ROP
E1006999 | BD-140 / INOX 316 - Inlet Transition | FM - SODECA | 793.07 | 0.22 | 2.17 | 1 | 1 | 0 | 0 | 0 | 0 |  | 0 | 0 | SODECA | 0 | 0 | 0 | Under ROP
E1007790 | CHT-630-6T/ATEX/2D Ex tb 230/400V. |  | 0 |  |  | 1 | 1 | 0 | 0 | 0 | 0 |  | 0 | 0 |  | 0 | 0 | 0 | Under ROP
E1010596 | CAS 254 - 2T - 3 c/w 2.2kw 2Pole 220V-3Ph Motor |  |  |  |  | 1 | 1 | 0 | 0 | 0 | 0 |  | 0 | 0 |  | 0 | 0 |  | Under ROP
E1012489 | CMP-514-2T UL/CSA 480V. 60Hz | FM - SODECA |  | 0.22 | 2.17 | 1 | 1 | 0 | 0 | 0 | 0 |  | 0 | 0 | SODECA | 0 | 0 |  | Under ROP
E1029657 | CMR/R-1240-4T/ATEX/2G/D EX DB TB/INOX-316 T1 for 250 degree Celsius | Sodeca |  |  |  | 1 | 1 | 0 | 0 | 0 | 0 |  | 0 | 0 |  | 0 | 0 |  | Under ROP
E1098100 | CMRS-710-4T-20/ALL |  | 0 |  |  | 1 | 1 | 0 | 0 | 0 | 0 |  | 0 | 0 |  | 0 | 0 | 0 | Under ROP
E1098105 | CMRS-800-6T-7.5/ALL |  | 0 |  |  | 1 | 1 | 0 | 0 | 0 | 0 |  | 0 | 0 |  | 0 | 0 | 0 | Under ROP
E1122845 | THT/CL-125-6/12T/9-10-F-400 400V. |  | 0 |  |  | 1 | 1 | 0 | 0 | 0 | 0 |  | 0 | 0 |  | 0 | 0 | 0 | Under ROP
E1283492 | CAAE-900/A-2T-15 400/690V 50HZ IE3 RD90 | Sodeca |  |  |  | 1 | 1 | 0 | 0 | 0 | 0 |  | 0 | 0 |  | 0 | 0 |  | Under ROP
E1350433 | HCT/EC-45-2T-2 400V. 50/60Hz. IE5 | FM - SODECA | 0 | 0.5 | 0.89 | 1 | 1 | 0 | 0 | 0 | 0 |  | 0 | 0 | SODECA | 0 | 0 | 0 | Overstocked
EAF 06 | 3040 l/s @ 300Pa |  | 0 |  |  | 1 | 1 | 0 | 0 | 0 | 0 |  | 0 | 0 |  | 0 | 0 | 0 | Under ROP
EAF 06. | 3040 l/s @ 300Pa (Set 710 Blades to 20 Degree) |  | 0 |  |  | 1 | 1 | 0 | 0 | 0 | 0 |  | 0 | 0 |  | 0 | 0 | 0 | Under ROP
ECO100220 | Bubble Wrap - 1250mm x 100mm | FM - WORKS | 291.06 | 0.11 | 0.2 | 0.5 | 1 | 0 | 0 | 0 | 0 |  | 0 | 0 | Econopak CC | 0 | 0 | 0 | Overstocked
EG/01 | Disc Valve |  | 0 |  |  | 1 | 1 | 0 | 0 | 0 | 0 |  | 0 | 0 |  | 0 | 0 | 0 | Under ROP
EG/02 | 4 way Ceiling Diffuser |  | 0 |  |  | 1 | 1 | 0 | 0 | 0 | 0 |  | 0 | 0 |  | 0 | 0 | 0 | Under ROP
EML2303033 | 5.5kw 4P 400V/690V B3T 132S IE1 Motor | FM - MOTORS |  | 0.2 | 0.72 | 1 | 1 | 0 | 0 | 0 | 0 |  | 0 | 0 | WEG South Africa | 0 | 0 |  | Overstocked
ENGINE-001 | Engineering Services - 3D Scanning, Modelling of a Fan Blade and Hub | FM - FAN BLADE MODELLING |  |  |  | 1 | 1 | 0 | 0 | 0 | 0 |  | 0 | 0 | Holt Consulting Engineers | 0 | 0 |  | Overstocked
ESD-220V | Smoke Damper & 220v Actuator |  | 0 |  |  | 1 | 1 | 0 | 0 | 0 | 0 |  | 0 | 0 |  | 0 | 0 | 0 | Under ROP
ESD-24V | Smoke Damper & 24v Actuator |  | 0 |  |  | 1 | 1 | 0 | 0 | 0 | 0 |  | 0 | 0 |  | 0 | 0 | 0 | Under ROP
EUA1152MM | Eurotherm A1 152mm - 10M |  | 305 | 3.43 | 0.43 | 1 | 1 | 3 | 1 | 4 | 7 |  | 0 | 0 | HVAC DISTRIBUTORS (PTY) LTD | 0 | 0 | 0 | Overstocked
EVC-JH168 | Evaporative Air Cooler: 220V, 380W, 3 Speed, 8000m3/hr, 80Pa |  |  |  |  | 1 | 1 | 0 | 0 | 0 | 0 |  | 0 | 0 | AF Fans CC | 0 | 0 |  | Overstocked
EVM100 | 100MM METAL EXTRACT VALVE | FM - WORKS | 75.6 | 16 | 1.64 | 1 | 1 | 16 | 26 | 42 | 58 |  | 0 | 40 | Advantage Air Africa Pty Ltd | 0 | 40 | 3024 | Under ROP
EVM200 | 200MM METAL EXTRACT VALVE |  | 0 |  |  | 1 | 1 | 0 | 0 | 0 | 0 |  | 0 | 0 |  | 0 | 0 | 0 | Under ROP
Electric Motor | 5.5 kW 4 Pole 380 V (Foot Mount) Standard Motor |  | 0 |  |  | 1 | 1 | 0 | 0 | 0 | 0 |  | 0 | 0 |  | 0 | 0 | 0 | Under ROP
F) | Brackets - set motor mounting bracket (threaded rod) | FM - IMPELLER | 172 | 0.05 | 0.79 | 1 | 1 | 0 | 0 | 0 | 0 |  | 0 | 0 | CFW Fans (Pty) Ltd | 0 | 0 | 0 | Overstocked
F6942 Filter | Donkin Fan Filter F6942 Set | FM - DONKIN | 0 |  |  | 1 | 1 | 0 | 0 | 0 | 0 |  | 0 | 0 |  | 0 | 0 | 0 | Under ROP
FA 400 | FAC 400/3/4 |  | 0 |  |  | 1 | 1 | 0 | 0 | 0 | 0 |  | 0 | 0 |  | 0 | 0 | 0 | Under ROP
FA6 | FA6 |  | 0 |  |  | 1 | 1 | 0 | 0 | 0 | 0 |  | 0 | 0 |  | 0 | 0 | 0 | Under ROP
FA8 | FA8 |  | 0 |  |  | 1 | 1 | 0 | 0 | 0 | 0 |  | 0 | 0 |  | 0 | 0 | 0 | Under ROP
FAN QCP | Data Book |  | 0 | 2 |  | 1 | 1 | 0 | 0 | 0 | 0 |  | 0 | 0 |  | 0 | 0 | 0 | Under ROP
FB | Filter box, wall sleeve and flashing |  | 785 |  |  | 1 | 1 | 0 | 0 | 0 | 0 |  | 0 | 0 | Intervent-Universal (Pty) Ltd | 0 | 0 | 0 | Overstocked
FBar-50x8mm-6M | Flat Bar CQ 50x8mm 6M | CASING | 276.43 | 2 | 0.05 | 1 | 1 | 2 | 0 | 2 | 4 |  | 0 | 2 | NJR STEEL - ALRODE (PTY) LTD | 0 | 2 | 552.86 | Under ROP
FCC 21/1 | c/w 0.55 kW 6 Pole 380 V Motor |  | 0 |  |  | 1 | 1 | 0 | 0 | 0 | 0 |  | 0 | 0 |  | 0 | 0 | 0 | Under ROP
FD40 | Floor Fan |  | 0 |  |  | 1 | 1 | 0 | 0 | 0 | 0 |  | 0 | 0 |  | 0 | 0 | 0 | Under ROP
FILTERSS | RIGID POC FILTERS |  | 0 |  |  | 1 | 1 | 0 | 0 | 0 | 0 |  | 0 | 0 |  | 0 | 0 | 0 | Under ROP
FL4 | FL4 - 1' 1/4 | FM - FPZ | 0 |  |  | 1 | 1 | 0 | 0 | 0 | 0 |  | 0 | 0 | Effepizeta | 0 | 0 | 0 | Overstocked
FL5 | FL5 - 1' 1/2 | FM - FPZ | 0 |  |  | 1 | 1 | 0 | 0 | 0 | 0 |  | 0 | 0 | Effepizeta | 0 | 0 | 0 | Overstocked
FL6 | FL6 - 2' | FM - FPZ | 801.15 | 1.2 | 1.97 | 1 | 1 | 1 | 2 | 3 | 4 |  | 0 | 0 | Effepizeta | 0 | 0 | 0 | Overstocked
FL8 | FL8 - 3' | FM - FPZ | 1744.47 | 0.78 | 1.71 | 1 | 1 | 1 | 1 | 2 | 3 |  | 0 | 0 | Effepizeta | 0 | 0 | 0 | Overstocked
FL9 | FL9 - 4 Intake Filter | FM - FPZ | 1646.19 | 0.59 | 1.51 | 1 | 1 | 1 | 1 | 2 | 3 |  | 0 | 0 | Effepizeta | 0 | 0 | 0 | Overstocked
FLEX-W/FRAME | WELDING FRAME H=2m x W=3m, Galvanised steel frame (25x25 square tube) | FM - FABRICATION |  |  |  | 1 | 1 | 0 | 0 | 0 | 0 |  | 0 | 0 | Fischli + Fuhrmann | 0 | 0 |  | Overstocked
FM - 004 | 2940 rpm SANS 60079-15 |  |  |  |  | 1 | 1 | 0 | 0 | 0 | 0 |  | 0 | 0 |  | 0 | 0 |  | Overstocked
FM - EXPORT | GOODS DELIVERED |  |  |  |  | 1 | 1 | 0 | 0 | 0 | 0 |  | 0 | 0 |  | 0 | 0 |  | Overstocked
FM - IMPORTS | STOCK RECEIVED |  |  |  |  | 1 | 1 | 0 | 0 | 0 | 0 |  | 0 | 0 |  | 0 | 0 |  | Overstocked
FM - IMPORTS VAT | IMPORT OUTPUT VAT |  | 0 |  |  | 1 | 1 | 0 | 0 | 0 | 0 |  | 0 | 0 |  | 0 | 0 | 0 | Overstocked
FM - Inspection | Charges SGS |  | 0 |  |  | 1 | 1 | 0 | 0 | 0 | 0 |  | 0 | 0 |  | 0 | 0 | 0 | Under ROP
FM - PRINTER | PRINTER COPIES |  |  |  |  | 1 | 1 | 0 | 0 | 0 | 0 |  | 0 | 0 |  | 0 | 0 |  | Overstocked
FM- 003 | 7.5kW Stator Rewind to 525V | FM - LUCK & KING |  | 0.08 | 1.58 | 1 | 1 | 0 | 0 | 0 | 0 |  | 0 | 0 | Luck and King | 0 | 0 |  | Overstocked
FMX5000302 | Fumax 500.20.C.8.300.2.3 c/w 3 kW 2 Pole 380V |  | 0 |  |  | 1 | 1 | 0 | 0 | 0 | 0 |  | 0 | 0 |  | 0 | 0 | 0 | Under ROP
FMX900 | Fumax 900 |  | 0 |  |  | 1 | 1 | 0 | 0 | 0 | 0 |  | 0 | 0 |  | 0 | 0 | 0 | Under ROP
FR500A-4T-4.0G/5.5P-H | 4.0KW 380V 9.5A |  |  | 0.17 | 0.03 | 1 | 1 | 0 | 0 | 0 | 0 |  | 0 | 0 | Drive Dynamics (Pty) Ltd | 0 | 0 |  | Overstocked
FRK-25 | DUCT WRAP 10m X 1200 X 25 X 23 FRK (silver) | FM - WORKS | 645 | 0.6 | 0 | 1 | 1 | 1 | 0 | 1 | 2 |  | 0 | 0 | Advantage Air Africa Pty Ltd | 0 | 0 | 0 | Overstocked
FS C.25A | Fan Speed Controller |  | 0 |  |  | 1 | 1 | 0 | 0 | 0 | 0 |  | 0 | 0 |  | 0 | 0 | 0 | Under ROP
FT4001502 | Funmax 400 15.D.8 c/w 1.5kw 2P 380 V Motor | FM - DONKIN | 0 |  |  | 1 | 1 | 0 | 0 | 0 | 0 |  | 0 | 0 |  | 0 | 0 | 0 | Under ROP
FT7101104 | Funmax 710 20.D.8 c/w 1.1kw 4P 380 V Motor | FM - DONKIN |  | 0.35 | 1.77 | 1 | 1 | 0 | 1 | 1 | 1 |  | 0 | 0 | Centrifab (Pty) Ltd | 0 | 0 |  | Overstocked
FT8003004 | Fumax 800.32.E.8.300.4.3 c/w 3 kW 4 Pole 380V | FM - DONKIN |  | 0.13 | 0.92 | 1 | 1 | 0 | 0 | 0 | 0 |  | 0 | 0 | Air Speration | 0 | 0 |  | Overstocked
FUMAX | FUMAX 1000.32.F.8 c/w 15KW 4P 380V |  |  |  |  | 1 | 1 | 0 | 0 | 0 | 0 |  | 0 | 0 |  | 0 | 0 |  | Under ROP
FUMAX 500 | FUMAX 500.20.C.8 c/w 0.37KW 4P 380V |  |  |  |  | 1 | 1 | 0 | 0 | 0 | 0 |  | 0 | 0 |  | 0 | 0 |  | Under ROP
FUMAX105X105 | UV print onto alu plates (105mm x105mm) block cut | FM - WORKS | 8.04 | 12.5 | 0.1 | 1 | 1 | 12 | 1 | 13 | 26 |  | 0 | 0 | HC Soekoe CC | 0 | 0 | 0 | Overstocked
FUMAX40X65 | UV print onto alu plates (40mm x65mm) block cut | FM - WORKS | 4.77 | 12.5 | 0.1 | 1 | 1 | 12 | 1 | 13 | 26 |  | 0 | 0 | HC Soekoe CC | 0 | 0 | 0 | Overstocked
FUMAX630 | Fumax 630.20.D.8 c/w 1.5 kw 4P 380V |  | 0 |  |  | 1 | 1 | 0 | 0 | 0 | 0 |  | 0 | 0 |  | 0 | 0 | 0 | Under ROP
FUMAX710 | Fumax 710.20.D c/w 3kw 4P 380V |  | 0 |  |  | 1 | 1 | 0 | 0 | 0 | 0 |  | 0 | 0 |  | 0 | 0 | 0 | Under ROP
FUMAX900 | Fumax 900.32.4.E.4 c/w5.5kw 4P 380V |  | 0 |  |  | 1 | 1 | 0 | 0 | 0 | 0 |  | 0 | 0 |  | 0 | 0 | 0 | Under ROP
Fan Redusor | Fan Size to 260 X 260 mm |  | 0 |  |  | 1 | 1 | 0 | 0 | 0 | 0 |  | 0 | 0 |  | 0 | 0 | 0 | Under ROP
Fan Screen | 500mm Dia |  | 0 |  |  | 1 | 1 | 0 | 0 | 0 | 0 |  | 0 | 0 |  | 0 | 0 | 0 | Under ROP
Fan Testing | Service Engineer x1 |  | 940.5 | 0.32 | 1.05 | 1 | 1 | 0 | 0 | 0 | 0 |  | 0 | 0 | TDCM Engineering cc | 0 | 0 | 0 | Under ROP
Fiber Laser | Mini Desktop Fibre Laser - Mini Desktop Fibre Laser Marking Machine |  |  | 0.07 | 0.23 | 1 | 1 | 0 | 0 | 0 | 0 |  | 0 | 0 | Tech Up 3D | 0 | 0 |  | Under ROP
Fumax 1000.32.F.8.1100.4.3 | c/w 11 kW 4 Pole 380 V Motor |  | 0 |  |  | 1 | 1 | 0 | 0 | 0 | 0 |  | 0 | 0 |  | 0 | 0 | 0 | Under ROP
Fumax 1000.32.F.8.1500.4.3 | c/w 15 kW 4 Pole 380 V Motor |  | 0 |  |  | 1 | 1 | 0 | 0 | 0 | 0 |  | 0 | 0 |  | 0 | 0 | 0 | Under ROP
Fumax 1000.32.F.8.1850.4.3 | c/w 18.5 kW 4 Pole 400 V Motor | FM - DONKIN |  | 0.1 | 1.45 | 1 | 1 | 0 | 0 | 0 | 0 |  | 0 | 0 | Air Speration | 0 | 0 |  | Under ROP
Fumax 10007504 | 1000 32.F.8 c/w 7.5kW 4 Pole 380V | FM - DONKIN | 0 | 4 | 1.77 | 1 | 1 | 4 | 7 | 11 | 15 |  | 0 | 7 | Centrifab (Pty) Ltd | 0 | 7 | 0 | Under ROP
Fumax 1250 50.H.6 | 5.5kW 4Pole 380V |  |  |  |  | 1 | 1 | 0 | 0 | 0 | 0 |  | 0 | 0 |  | 0 | 0 |  | Under ROP
Fumax 500 20.C.8 | c/w 2.2kW 4 Pole 380 V |  | 0 |  |  | 1 | 1 | 0 | 0 | 0 | 0 |  | 0 | 0 |  | 0 | 0 | 0 | Under ROP
Fumax 560 | Fumax 560.20.D.8 C/W 3KW 2P 380V | FM - DONKIN | 0 | 1 | 1.12 | 1 | 1 | 1 | 1 | 2 | 3 |  | 0 | 3 | Centrifab (Pty) Ltd | 0 | 3 | 0 | Under ROP
Fumax 630 | Fumax 630 | FM - DONKIN |  | 0.47 | 0.79 | 1 | 1 | 0 | 0 | 0 | 0 |  | 0 | 0 | Centrifab (Pty) Ltd | 0 | 0 |  | Overstocked
Fumax 6300754 | 630 20.D.8 c/w 0.75 kW 4 Pole 380V |  | 0 |  |  | 1 | 1 | 0 | 0 | 0 | 0 |  | 0 | 0 |  | 0 | 0 | 0 | Under ROP
Fumax 710.20.D.8.0220.4.3 | c/w 2.2 kW 4 Pole 380 V Motor | FM - DONKIN |  | 0.07 | 1.71 | 1 | 1 | 0 | 0 | 0 | 0 |  | 0 | 0 | Centrifab (Pty) Ltd | 0 | 0 |  | Under ROP
Fumax 800.32.E.8.0400.4.3 | c/w 4 kW 4 Pole 380 V Motor | FM - DONKIN |  | 0.26 | 1.29 | 1 | 1 | 0 | 0 | 0 | 0 |  | 0 | 0 | Centrifab (Pty) Ltd | 0 | 0 |  | Under ROP
Fumax 8004004 | 800 32.F.8 c/w 4 kW 4 Pole 380V | FM - DONKIN | 0 | 2 | 1.77 | 1 | 1 | 2 | 4 | 6 | 8 |  | 0 | 8 | Centrifab (Pty) Ltd | 0 | 8 | 0 | Under ROP
Fumax 900 32.E.8 | c/w 4 kW 4 Pole 380 V |  | 0 |  |  | 1 | 1 | 0 | 0 | 0 | 0 |  | 0 | 0 |  | 0 | 0 | 0 | Under ROP
Fumax 900.20.E.8.0550.4.3 | c/w 5.5 kW 4 Pole 380 V | FM - DONKIN |  | 0.58 | 1.25 | 1 | 1 | 1 | 1 | 2 | 3 |  | 0 | 0 | Centrifab (Pty) Ltd | 0 | 0 |  | Overstocked
Fumax 900.20.E.8.0750.4.3 | c/w 7.7 kW 4 Pole 380 V Motor | FM - DONKIN |  | 0.31 | 1.08 | 1 | 1 | 0 | 0 | 0 | 0 |  | 0 | 0 | Centrifab (Pty) Ltd | 0 | 0 |  | Overstocked
Fumax-2 400 15.B.8 | 1.5 kW 4 Pole 220 V |  | 0 |  |  | 1 | 1 | 0 | 0 | 0 | 0 |  | 0 | 0 |  | 0 | 0 | 0 | Under ROP
Fumax400 | Fumax 4000.15.B.4 C/W 1.5KW 2P 380V | FM - DONKIN |  | 1.25 | 1.68 | 1 | 1 | 1 | 2 | 3 | 4 |  | 0 | 4 | Centrifab (Pty) Ltd | 0 | 4 |  | Under ROP
Fumex 1250.50.H.6.0220.4.3 | c/w 22 kW 4 Pole 380 V Motor |  | 0 |  |  | 1 | 1 | 0 | 0 | 0 | 0 |  | 0 | 0 |  | 0 | 0 | 0 | Under ROP
G023 | GLOVES 2.5 GREEN WRIST | CONSUMABLES | 48 | 2 | 0.16 | 1 | 1 | 2 | 0 | 2 | 4 |  | 0 | 0 | INTROWELD CC | 0 | 0 | 0 | Overstocked
G028 | 8 RED HEAT RESISTANT GLOVES | CONSUMABLES |  | 2 | 0.59 | 1 | 1 | 2 | 1 | 3 | 5 |  | 0 | 3 | INTROWELD CC | 0 | 3 |  | Under ROP
G2E180EH0301 | 220V SI Centrifugal Fan |  |  | 0.71 | 0.2 | 1 | 1 | 1 | 0 | 1 | 2 |  | 0 | 0 | Ebmpapst | 0 | 0 |  | Overstocked
GALV-TERMINAL CAP | TERMINAL CAP | FM - CASING | 0 | 30 | 0.1 | 1 | 1 | 30 | 3 | 33 | 63 |  | 0 | 33 | GALVAGLOW (PTY) LTD | 0 | 33 | 0 | Under ROP
GALVANISING | Galvanizing General 11 X FAN CASING | FM - CASING | 13.8 | 551.9 | 0.34 | 1 | 1 | 552 | 188 | 740 | 1292 |  | 0 | 0 | GALVAGLOW (PTY) LTD | 0 | 0 | 0 | Overstocked
GAS001 | Rolls Gasketing |  | 73 | 0.29 | 0.79 | 1 | 1 | 0 | 0 | 0 | 0 |  | 0 | 0 | Filtermac Design ( Pty) Ltd | 0 | 0 | 0 | Overstocked
GL5 | 380V Extraction & Ventilation 380V, 0.55kW 1430rpm 7000m3/hr |  |  |  |  | 1 | 1 | 0 | 0 | 0 | 0 |  | 0 | 0 | Bluetech Fans (Pty) Ltd | 0 | 0 |  | Overstocked
GLF12.5 | Box, NO MOTOR |  |  |  |  | 1 | 1 | 0 | 0 | 0 | 0 |  | 0 | 0 | AF Fans CC | 0 | 0 |  | Overstocked
GLF7 | c/w 0.45kW 960RPM 380V Motor |  |  | 0.07 | 1.08 | 1 | 1 | 0 | 0 | 0 | 0 |  | 0 | 0 | Bluetech Fans (Pty) Ltd | 0 | 0 |  | Overstocked
GM35SG5IH | GM 35 S, UNIT, ACCOUSTIC HOOD |  | 0 |  |  | 1 | 1 | 0 | 0 | 0 | 0 |  | 0 | 0 |  | 0 | 0 | 0 | Under ROP
GRM300 | Shutter PVC Gravity for 200mmFan S/Frame | Accessories | 450.75 | 0.29 | 0.07 | 1 | 1 | 0 | 0 | 0 | 0 |  | 0 | 0 | Luft Industries Natal (Pty) Ltd | 0 | 0 | 0 | Overstocked
GRM350 | Shutter PVC Gravity for 250mmFan S/Frame | Accessories | 503.25 | 0.5 | 0.35 | 1 | 1 | 0 | 0 | 0 | 0 |  | 0 | 0 | Luft Industries Natal (Pty) Ltd | 0 | 0 | 0 | Overstocked
GRM535 | Shutter PVC Gravity for 400mmFan S/Frame | Accessories | 708 | 0.6 | 0.02 | 1 | 1 | 1 | 0 | 1 | 2 |  | 0 | 0 | Luft Industries Natal (Pty) Ltd | 0 | 0 | 0 | Overstocked
GRM634 | Shutter PVC Gravity for 450mmFan S/Frame |  |  |  |  | 1 | 1 | 0 | 0 | 0 | 0 |  | 0 | 0 |  | 0 | 0 |  | Under ROP
H20102 | WEATHER SEAL 6mm*25mm*5mt BLACK FOAM | CONSUMABLES | 26.96 | 6.15 | 0.08 | 1 | 1 | 6 | 0 | 6 | 12 |  | 0 | 0 | EIS - (Engineering And Industrial Supplies) | 0 | 0 | 0 | Overstocked
HANDLING FEE. | GOODS RETURNED HANDLING FEE - CHARGED AT 15% |  |  |  |  | 1 | 1 | 0 | 0 | 0 | 0 |  | 0 | 0 |  | 0 | 0 |  | Under ROP
HBC-M 1400(E)/0.83 SI Arr (6A) (HD04/04) | c/w 110 kW 4 Pole 525 V |  | 0 |  |  | 1 | 1 | 0 | 0 | 0 | 0 |  | 0 | 0 |  | 0 | 0 | 0 | Under ROP
HBC-M 1600(A)/0.93 SI Arr (6A) (HD04/04) | c/w 132 kW 4 Pole 525 V (Direct Driven) |  | 0 |  |  | 1 | 1 | 0 | 0 | 0 | 0 |  | 0 | 0 |  | 0 | 0 | 0 | Under ROP
HBC-M 630(B)/0.96 | c/w 18.5 kW 4 Pole 380 V (Direct Driven) |  | 0 |  |  | 1 | 1 | 0 | 0 | 0 | 0 |  | 0 | 0 |  | 0 | 0 | 0 | Under ROP
HBC-M 710/1.0 (1A) Class 3 | 30k W 4Pole 380 V Motor (Belt Driven Fan) |  | 0 |  |  | 1 | 1 | 0 | 0 | 0 | 0 |  | 0 | 0 |  | 0 | 0 | 0 | Under ROP
HBC-M 900(A)/0.99 SI Arr (6A) (HD04/04) | c/w 55 kW 4 Pole 525V Motor |  | 0 |  |  | 1 | 1 | 0 | 0 | 0 | 0 |  | 0 | 0 |  | 0 | 0 | 0 | Under ROP
HBCM630 | HBC-M 630 Ar 6A Direct Driven c/w 9.2KW 2P 380V |  |  |  |  | 1 | 1 | 0 | 0 | 0 | 0 |  | 0 | 0 |  | 0 | 0 |  | Under ROP
HBF 45 T4 | c/w 0.55 kW 4 Pole 380V Motor |  | 0 |  |  | 1 | 1 | 0 | 0 | 0 | 0 |  | 0 | 0 |  | 0 | 0 | 0 | Under ROP
HCT/EC | 45-2T-2 400V 50/60HZ IE5 |  | 0 |  |  | 1 | 1 | 0 | 0 | 0 | 0 |  | 0 | 0 |  | 0 | 0 | 0 | Under ROP
HDA 9/9 | Crop to 959mm - 42mm Bore | FM - IMPELLER |  | 2 | 0.62 | 1 | 1 | 2 | 1 | 3 | 5 |  | 0 | 5 | CFW Fans (Pty) Ltd | 0 | 5 |  | Under ROP
HDA1250 | HDA 1250 , 9Bladed , axial flow impeller | FM - IMPELLER |  |  |  | 1 | 1 | 0 | 0 | 0 | 0 |  | 0 | 0 | CFW Fans (Pty) Ltd | 0 | 0 |  | Overstocked
HDA9B315 | HDA9 - 315 Impeller to suit 0.37Kw 2pole Motor | FM - CFW FANS |  |  |  | 1 | 1 | 0 | 0 | 0 | 0 |  | 0 | 0 | CFW Fans (Pty) Ltd | 0 | 0 |  | Overstocked
HE190ES | VORT QBK HE 190 ES (300CFM) | FM - VORTICE | 0 | 0.07 | 1.08 | 1 | 1 | 0 | 0 | 0 | 0 |  | 0 | 0 | Vortice | 0 | 0 | 0 | Under ROP
HEP.25.2TH | HEP.25.2T/H | FM - SODECA |  | 0.53 | 2.37 | 1 | 1 | 1 | 1 | 2 | 3 |  | 0 | 0 | SODECA | 0 | 0 |  | Overstocked
HF002 | Galvanised Holding Frame 610x610x55 |  | 198 | 1.14 | 0.79 | 1 | 1 | 1 | 1 | 2 | 3 |  | 0 | 0 | Filtermac Design ( Pty) Ltd | 0 | 0 | 0 | Overstocked
HIGH H | HIGH HEAT 5LT SILVER | FM - WORKS | 347.83 | 0.1 | 0.03 | 1 | 1 | 0 | 0 | 0 | 0 |  | 0 | 0 | MG AUTO PAINT (PTY) LTD | 0 | 0 | 0 | Overstocked
HJBM-Plus | 50-T-4 c/w 0.55KW 1400rpm 380V |  | 0 |  |  | 1 | 1 | 0 | 0 | 0 | 0 |  | 0 | 0 |  | 0 | 0 | 0 | Under ROP
HPLV 560 | ARR 6A 7,5kW-2P MOTOR 525 V |  | 0 |  |  | 1 | 1 | 0 | 0 | 0 | 0 |  | 0 | 0 |  | 0 | 0 | 0 | Under ROP
HPLV 560/1.0 SISW | Spare Impeller |  | 0 |  |  | 1 | 1 | 0 | 0 | 0 | 0 |  | 0 | 0 |  | 0 | 0 | 0 | Under ROP
HPLV 630-1 | c/w 11kW 2Pole |  | 0 |  |  | 1 | 1 | 0 | 0 | 0 | 0 |  | 0 | 0 |  | 0 | 0 | 0 | Under ROP
HPLV 630/0.71 SISW Ar 6A | c/w 5.5 kW 2 Pole 380V Motor |  | 0 |  |  | 1 | 1 | 0 | 0 | 0 | 0 |  | 0 | 0 |  | 0 | 0 | 0 | Under ROP
HPLV 710/0.75 SISW Ar 6A | c/w 15Kw 2P 400V |  | 0 |  |  | 1 | 1 | 0 | 0 | 0 | 0 |  | 0 | 0 |  | 0 | 0 | 0 | Under ROP
HPLV710152 | HPLV 710/1.0 SISW Ar 6A c/w 15Kw 2P 400V | FM - DONKIN |  | 0.43 | 1.91 | 1 | 1 | 0 | 1 | 1 | 1 |  | 0 | 1 | Centrifab (Pty) Ltd | 0 | 1 |  | Under ROP
HV | HV 6 c/w 0.45kw 6P |  | 0 |  |  | 1 | 1 | 0 | 0 | 0 | 0 |  | 0 | 0 |  | 0 | 0 | 0 | Under ROP
HV 11.2 | 0.75kW 380V |  | 0 |  |  | 1 | 1 | 0 | 0 | 0 | 0 |  | 0 | 0 |  | 0 | 0 | 0 | Under ROP
HV 12.5 | HV1250 c/w 1.1Kw 450 rpm 380V |  |  | 0.4 | 0.36 | 1 | 1 | 0 | 0 | 0 | 0 |  | 0 | 0 | AF Fans CC | 0 | 0 |  | Under ROP
HV-7 | HV 7 c/w 0.45kW 6Pole |  |  | 0.13 | 0.36 | 1 | 1 | 0 | 0 | 0 | 0 |  | 0 | 0 | AF Fans CC | 0 | 0 |  | Under ROP
HV5.6 750x400x750 | c/w 0.45KW/ 960RPM / 220V |  | 0 |  |  | 1 | 1 | 0 | 0 | 0 | 0 |  | 0 | 0 |  | 0 | 0 | 0 | Under ROP
HV5380V | HV5 c/w 0.55kw 380V |  |  | 0.03 | 0 | 1 | 1 | 0 | 0 | 0 | 0 |  | 0 | 0 | Bluetech Fans (Pty) Ltd | 0 | 0 |  | Under ROP
HV7T | HV 7 c/w 0.45kw 6P 380v |  |  | 0.17 | 0 | 1 | 1 | 0 | 0 | 0 | 0 |  | 0 | 0 | AF Fans CC | 0 | 0 |  | Overstocked
HV8 | c/w 0.37Kw 450 rpm 380V |  | 0 |  |  | 1 | 1 | 0 | 0 | 0 | 0 |  | 0 | 0 |  | 0 | 0 | 0 | Under ROP
HV9.5 Fan | HV 9.5 - 220V 0.55KW |  |  | 0.52 | 0.56 | 1 | 1 | 1 | 0 | 1 | 2 |  | 0 | 2 | AF Fans CC | 0 | 2 |  | Under ROP
HV9.5T | Extractor Fan c/w 0.75kw 380v |  | 0 |  |  | 1 | 1 | 0 | 0 | 0 | 0 |  | 0 | 0 |  | 0 | 0 | 0 | Under ROP
HVF | 105L-6 |  | 0 | 0.07 | 0.53 | 1 | 1 | 0 | 0 | 0 | 0 |  | 0 | 0 | AF Fans CC | 0 | 0 | 0 | Under ROP
HVF - 105N | HVF-105N c/w 0.75kW 850rpm 220v |  |  |  |  | 1 | 1 | 0 | 0 | 0 | 0 |  | 0 | 0 |  | 0 | 0 |  | Under ROP
HVF65N | HVF 65 N |  | 0 |  |  | 1 | 1 | 0 | 0 | 0 | 0 |  | 0 | 0 |  | 0 | 0 | 0 | Under ROP
HVF75N | HVF 75 N |  | 0 |  |  | 1 | 1 | 0 | 0 | 0 | 0 |  | 0 | 0 |  | 0 | 0 | 0 | Under ROP
HVJ-2S- | 315 |  | 0 |  |  | 1 | 1 | 0 | 0 | 0 | 0 |  | 0 | 0 |  | 0 | 0 | 0 | Under ROP
HVJ2 | HVJ2 |  | 0 |  |  | 1 | 1 | 0 | 0 | 0 | 0 |  | 0 | 0 |  | 0 | 0 | 0 | Under ROP
HVMotor 380V | HV 1250 - 380V Motor | Accessories |  | 0.17 | 0.92 | 1 | 1 | 0 | 0 | 0 | 0 |  | 0 | 0 | Luft Industries Natal (Pty) Ltd | 0 | 0 |  | Under ROP
HWP100/001 | 500mm Dia Fan Guard 3mm Spiral, 4mm Support, Mild Steel, Uncoated |  | 664 |  |  | 1 | 1 | 0 | 0 | 0 | 0 |  | 0 | 0 | Heinmor Wire Products CC | 0 | 0 | 0 | Overstocked
HWP100/001- | 800mm Dia Fan Guard |  | 498 | 0.11 | 0.03 | 1 | 1 | 0 | 0 | 0 | 0 |  | 0 | 0 | Heinmor Wire Products CC | 0 | 0 | 0 | Overstocked
I&T | Installation and Training |  |  | 0.2 | 0.41 | 1 | 1 | 0 | 0 | 0 | 0 |  | 0 | 0 | Tech Up 3D | 0 | 0 |  | Under ROP
ID75/180OD | Cooling Spinner - 75mm ID - 180 OD | FM - DONKIN | 850 | 0.06 | 0.03 | 1 | 1 | 0 | 0 | 0 | 0 |  | 0 | 0 | Centrifab (Pty) Ltd | 0 | 0 | 0 | Under ROP
IM-CF | Light duty Impeller |  | 0 |  |  | 1 | 1 | 0 | 0 | 0 | 0 |  | 0 | 0 |  | 0 | 0 | 0 | Under ROP
IMA0500B150A10AR24090 | Impeller 0500mm 'B' 150A10AR 24mm 090Frame Deg00(aluminium) |  | 0 |  |  | 1 | 1 | 0 | 0 | 0 | 0 |  | 0 | 0 |  | 0 | 0 | 0 | Under ROP
IMP0315B150A05PR14071 | Impeller 0315mm 'B' 150A05PR 14mm 071Frame Deg00 -10 DEG | Accessories | 782.25 | 0.21 | 0.13 | 1 | 1 | 0 | 0 | 0 | 0 |  | 0 | 0 | Luft Industries Natal (Pty) Ltd | 0 | 0 | 0 | Overstocked
IMP0315B150A10AR14071 | Impeller 0315mm 'B' 150A10AR 14mm 071Frame Deg00 -26 DEG | Accessories |  | 0.25 | 0.07 | 1 | 1 | 0 | 0 | 0 | 0 |  | 0 | 0 | Luft Industries Natal (Pty) Ltd | 0 | 0 |  | Overstocked
IMP0315B150A10PR14071 | Impeller 0315mm 'B' 150A10PR 14mm 071Frame Deg00 21 DEG | Accessories |  | 0.08 | 0.66 | 1 | 1 | 0 | 0 | 0 | 0 |  | 0 | 0 | Luft Industries Natal (Pty) Ltd | 0 | 0 |  | Overstocked
IMP0400B150A05PR14071 | Impeller 0400mm 'B' 150A05PR 14mm 071Frame Deg00 - 10 DEG | Accessories | 782.25 | 0.07 | 0.13 | 1 | 1 | 0 | 0 | 0 | 0 |  | 0 | 0 | Luft Industries Natal (Pty) Ltd | 0 | 0 | 0 | Overstocked
IMP0400B150A05PR19080 | Impeller 0400mm 'B' 150A05PR 19mm 080Frame - 23Deg | Accessories | 782.25 | 0.71 | 0.2 | 1 | 1 | 1 | 0 | 1 | 2 |  | 0 | 0 | Luft Industries Natal (Pty) Ltd | 0 | 0 | 0 | Overstocked
IMP0400B150A05PR24090 | Impeller 0400mm 'B' 150A05PR 24mm 090Frame - 29Deg | Accessories | 782.25 | 0.14 | 0.2 | 1 | 1 | 0 | 0 | 0 | 0 |  | 0 | 0 | Luft Industries Natal (Pty) Ltd | 0 | 0 | 0 | Overstocked
IMP0400B150A10PR14071 | Impeller 0400mm 'B' 150A10PR 14mm 071Frame Deg00 19 DEG | Accessories |  | 0.08 | 0.66 | 1 | 1 | 0 | 0 | 0 | 0 |  | 0 | 0 | Luft Industries Natal (Pty) Ltd | 0 | 0 |  | Overstocked
IMP0500B150A05AR19080 | Impeller 0500mm 'B' 150A05AR 19mm 080Frame Deg00 - 10 DEG | Accessories | 985.5 | 0.12 | 0.07 | 1 | 1 | 0 | 0 | 0 | 0 |  | 0 | 0 | Luft Industries Natal (Pty) Ltd | 0 | 0 | 0 | Overstocked
IMP0500B150A05AR24090 | Impeller 0500mm 'B' 150A05AR 24mm 090Frame Deg00 -14 DEG | Accessories | 985.5 | 0.12 | 0.07 | 1 | 1 | 0 | 0 | 0 | 0 |  | 0 | 0 | Luft Industries Natal (Pty) Ltd | 0 | 0 | 0 | Overstocked
IMP0500B150A05PR14071 | Impeller 0500mm 'B' 150A05PR 14mm 071Frame Deg00 -17 DEG | Accessories | 782.25 | 0.07 | 0.13 | 1 | 1 | 0 | 0 | 0 | 0 |  | 0 | 0 | Luft Industries Natal (Pty) Ltd | 0 | 0 | 0 | Overstocked
IMP0500B150A10AR14071 | Impeller 0500mm 'B' 150A10AR 14mm 071Frame Deg00 -10 DEG | Accessories |  | 0.25 | 0.25 | 1 | 1 | 0 | 0 | 0 | 0 |  | 0 | 0 | Luft Industries Natal (Pty) Ltd | 0 | 0 |  | Overstocked
IMP0500B150A10AR19071 | Impeller 0500mm 'B' 150A10AR 19mm 071Frame Deg00 -28 DEG | Accessories | 0 | 1 | 0.07 | 1 | 1 | 1 | 0 | 1 | 2 |  | 0 | 1 | Luft Industries Natal (Pty) Ltd | 0 | 1 | 0 | Under ROP
IMP0500B150A10AR24090 | Impeller 0500mm 'B' 150A10AR 24mm 090Frame Deg16 | Accessories |  | 0.08 | 0.66 | 1 | 1 | 0 | 0 | 0 | 0 |  | 0 | 0 | Luft Industries Natal (Pty) Ltd | 0 | 0 |  | Overstocked
IMP0500B150A10AR24090. | Impeller 0500mm 'B' 150A10AR 24mm 090Fram 16deg | Accessories |  | 0.11 | 0.13 | 1 | 1 | 0 | 0 | 0 | 0 |  | 0 | 0 | Luft Industries Natal (Pty) Ltd | 0 | 0 |  | Under ROP
IMP0500B150A10AR28100 | Impeller 0500mm 'B' 150A10AR 28mm 100Frame Deg00 -25 DEG | Accessories |  | 0.71 | 0.11 | 1 | 1 | 1 | 0 | 1 | 2 |  | 0 | 0 | Luft Industries Natal (Pty) Ltd | 0 | 0 |  | Overstocked
IMP0500B150A10PR14071 | Impeller 0500mm 'B' 150A10PR 14mm 071Frame Deg00 - 18 DEG | Accessories |  | 0.14 | 0.08 | 1 | 1 | 0 | 0 | 0 | 0 |  | 0 | 0 | Luft Industries Natal (Pty) Ltd | 0 | 0 |  | Overstocked
IMP0500B150A10PR140711 | Impeller 0500mm 'B' 150A10PR 14mm 071Frame Deg00 - 12 DEG | Accessories |  | 0.14 | 0.13 | 1 | 1 | 0 | 0 | 0 | 0 |  | 0 | 0 | Luft Industries Natal (Pty) Ltd | 0 | 0 |  | Overstocked
IMP0560B150A05AR14071 | Impeller 0560mm 'B' 150A05AR 14mm 071Frame Deg00 - 20 DEG | Accessories |  | 0.12 | 0.07 | 1 | 1 | 0 | 0 | 0 | 0 |  | 0 | 0 | Luft Industries Natal (Pty) Ltd | 0 | 0 |  | Overstocked
IMP0560B150A05AR28100 | Impeller 0560mm 'B' 150A05AR 28mm 100Frame Deg00 - 22 DEG | Accessories |  | 0.25 | 0.07 | 1 | 1 | 0 | 0 | 0 | 0 |  | 0 | 0 | Luft Industries Natal (Pty) Ltd | 0 | 0 |  | Overstocked
IMP0560B150A05PR14071 | Impeller 0560mm 'B' 150A05PR 14mm 071Frame Deg00 20 DEG | Accessories | 782.25 | 0.08 | 0.66 | 1 | 1 | 0 | 0 | 0 | 0 |  | 0 | 0 | Luft Industries Natal (Pty) Ltd | 0 | 0 | 0 | Overstocked
IMP0560B150A10AR14071 | Impeller 0560mm 'B' 150A10AR 14mm 071Frame Deg00 10 DEG FM3517 | Accessories |  | 0.17 | 0.13 | 1 | 1 | 0 | 0 | 0 | 0 |  | 0 | 0 | Luft Industries Natal (Pty) Ltd | 0 | 0 |  | Overstocked
IMP0560B150A10AR19080 | Impeller 0560mm 'B' 150A10AR 19mm 080Frame Deg00 - 15 DEG | Accessories |  | 1.12 | 0.19 | 1 | 1 | 1 | 0 | 1 | 2 |  | 0 | 0 | Luft Industries Natal (Pty) Ltd | 0 | 0 |  | Overstocked
IMP0560B150A10AR19080. | Impeller 0560mm 'B' 150A10AR 19mm 080Frame Deg00 - 20 DEG | Accessories |  | 0.12 | 0.07 | 1 | 1 | 0 | 0 | 0 | 0 |  | 0 | 0 | Luft Industries Natal (Pty) Ltd | 0 | 0 |  | Overstocked
IMP0560B150A10AR19080.. | Impeller 0560mm 'B' 150A10AR 19mm 080Frame Deg00 - 12 DEG | Accessories |  | 0.25 | 0.16 | 1 | 1 | 0 | 0 | 0 | 0 |  | 0 | 0 | Luft Industries Natal (Pty) Ltd | 0 | 0 |  | Overstocked
IMP0560B150A10AR19080... | Impeller 0560mm 'B' 150A10AR 19mm 080Frame Deg00 13 DEG FM3516 | Accessories |  | 0.17 | 0.13 | 1 | 1 | 0 | 0 | 0 | 0 |  | 0 | 0 | Luft Industries Natal (Pty) Ltd | 0 | 0 |  | Overstocked
IMP0560B150A10AR24090 | Impeller 0560mm 'B' 150A10AR 24mm 090Frame Deg00 - 33 DEG | Accessories |  | 0.12 | 0.16 | 1 | 1 | 0 | 0 | 0 | 0 |  | 0 | 0 | Luft Industries Natal (Pty) Ltd | 0 | 0 |  | Overstocked
IMP0560B150A10AR24090. | Impeller 0560mm 'B' 150A10AR 24mm 090Frame Deg00 - 28 DEG | Accessories |  | 0.25 | 0.16 | 1 | 1 | 0 | 0 | 0 | 0 |  | 0 | 0 | Luft Industries Natal (Pty) Ltd | 0 | 0 |  | Overstocked
IMP0560B150A10PR14071 | Impeller 0560mm 'B' 150A10PR 14mm 071Frame | Accessories |  | 0.2 | 0.43 | 1 | 1 | 0 | 0 | 0 | 0 |  | 0 | 0 | Luft Industries Natal (Pty) Ltd | 0 | 0 |  | Overstocked
IMP0560B150A10PR19080 | Impeller 0560mm 'B' 150A10PR 19mm 080Frame Deg00 - 11 DEG | Accessories |  | 0.07 | 0.13 | 1 | 1 | 0 | 0 | 0 | 0 |  | 0 | 0 | Luft Industries Natal (Pty) Ltd | 0 | 0 |  | Overstocked
IMP0560B250A14AR19080 | Impeller 0560mm 'B' 250A14AR19mm 080Frame | Accessories |  | 0.17 | 0.03 | 1 | 1 | 0 | 0 | 0 | 0 |  | 0 | 0 | Luft Industries Natal (Pty) Ltd | 0 | 0 |  | Overstocked
IMP0560B250A14PR24090 | Impeller 0560mm 'B' 250A14PR 24mm 090Frame | Accessories |  | 0.29 | 0.62 | 1 | 1 | 0 | 0 | 0 | 0 |  | 0 | 0 | Luft Industries Natal (Pty) Ltd | 0 | 0 |  | Overstocked
IMP0630B150A10AR24090 | Impeller 0630mm 'B' 150A10AR 24mm 090Frame Deg00 -27 DEG | Accessories |  | 0.42 | 0.24 | 1 | 1 | 0 | 0 | 0 | 0 |  | 0 | 0 | Luft Industries Natal (Pty) Ltd | 0 | 0 |  | Overstocked
IMP0630B250A14AR24090 | Impeller 0630mm 'B' 250A14AR 24mm 090Frame | Accessories |  | 0.5 | 0.03 | 1 | 1 | 0 | 0 | 0 | 0 |  | 0 | 0 | Luft Industries Natal (Pty) Ltd | 0 | 0 |  | Overstocked
IMP0630B250A14AR28100 | Impeller 0630mm 'B' 250A14AR 28mm 100Frame | Accessories |  | 1 | 0.25 | 1 | 1 | 1 | 0 | 1 | 2 |  | 0 | 0 | Luft Industries Natal (Pty) Ltd | 0 | 0 |  | Overstocked
IMP0630B250A14PR28100 | Impeller 0630mm 'B' 250A14PR 28mm 100Frame Deg00 - 30 DEG | Accessories |  | 0.11 | 0.13 | 1 | 1 | 0 | 0 | 0 | 0 |  | 0 | 0 | Luft Industries Natal (Pty) Ltd | 0 | 0 |  | Overstocked
IMP0710A150A10AR28100 | Impeller 0710mm 'A' 150A10AR 28mm 100Frame Deg00 - 38 DEG | Accessories |  | 0.8 | 0.14 | 1 | 1 | 1 | 0 | 1 | 2 |  | 0 | 0 | Luft Industries Natal (Pty) Ltd | 0 | 0 |  | Overstocked
IMP0710B150A05AR28100 | Impeller 0710mm 'B' 150A05AR 28mm 100Frame Deg00 - 35 DEG | Accessories |  | 0.25 | 0.13 | 1 | 1 | 0 | 0 | 0 | 0 |  | 0 | 0 | Luft Industries Natal (Pty) Ltd | 0 | 0 |  | Overstocked
IMP0710B150A05PR24090 | Impeller 0710mm 'B' 150A05PR 24mm 090Frame Deg00 -21 DEG | Accessories | 782.25 | 0.21 | 0.13 | 1 | 1 | 0 | 0 | 0 | 0 |  | 0 | 0 | Luft Industries Natal (Pty) Ltd | 0 | 0 | 0 | Overstocked
IMP0710B150A10AR28100 | Impeller 0710mm 'B' 150A10AR 28mm 100Frame Deg00 - 33 DEG | Accessories |  | 0.17 | 0.13 | 1 | 1 | 0 | 0 | 0 | 0 |  | 0 | 0 | Luft Industries Natal (Pty) Ltd | 0 | 0 |  | Overstocked
IMP0710B150A10AR28100. | Impeller 0710mm 'B' 150A10AR 28mm 100Frame Deg00 - 38 DEG | Accessories |  | 0.2 | 0.2 | 1 | 1 | 0 | 0 | 0 | 0 |  | 0 | 0 | Luft Industries Natal (Pty) Ltd | 0 | 0 |  | Overstocked
IMP0710B250A07PR240903 | Impeller 0710mm 'B' 250A07PR 24mm 090Frame Deg00 -24 DEG | Accessories |  | 0.07 | 0.13 | 1 | 1 | 0 | 0 | 0 | 0 |  | 0 | 0 | Luft Industries Natal (Pty) Ltd | 0 | 0 |  | Overstocked
IMP0710B250A14AR28100 | Impeller 0710mm 'B' 250A14AR 28mm 100Frame | Accessories |  | 0.67 | 0.08 | 1 | 1 | 1 | 0 | 1 | 2 |  | 0 | 0 | Luft Industries Natal (Pty) Ltd | 0 | 0 |  | Overstocked
IMP0710B250A14PR24090 | Impeller 0710mm 'B' 250A14PR 24mm 090Frame | Accessories |  | 0.57 | 0.49 | 1 | 1 | 1 | 0 | 1 | 2 |  | 0 | 0 | Luft Industries Natal (Pty) Ltd | 0 | 0 |  | Overstocked
IMP0800B150A10AR28100 | Impeller 0800mm 'B' 150A10AR 28mm 100Frame Deg00 - 25 DEG | Accessories |  | 0.92 | 0.21 | 1 | 1 | 1 | 0 | 1 | 2 |  | 0 | 0 | Luft Industries Natal (Pty) Ltd | 0 | 0 |  | Overstocked
IMP0800B150A10AR28100. | Impeller 0800mm 'B' 150A10AR 28mm 100Frame Deg00 -14 DEG | Accessories |  | 0.25 | 0.15 | 1 | 1 | 0 | 0 | 0 | 0 |  | 0 | 0 | Luft Industries Natal (Pty) Ltd | 0 | 0 |  | Overstocked
IMP0800B150A10PR28100 | Impeller 0800mm 'B' 150A10PR 28mm 100Frame Deg 25 | Accessories |  | 0.62 | 0.3 | 1 | 1 | 1 | 0 | 1 | 2 |  | 0 | 0 | Luft Industries Natal (Pty) Ltd | 0 | 0 |  | Overstocked
IMP0800B250A14AR28100 | Impeller 0800mm 'B' 250A14AR 28mm 100Frame | Accessories |  | 0.17 | 0.03 | 1 | 1 | 0 | 0 | 0 | 0 |  | 0 | 0 | Luft Industries Natal (Pty) Ltd | 0 | 0 |  | Overstocked
IMP0800B250A14AR38132 | Impeller 0800mm 'B' 250A14AR 38mm 132Frame Deg00 - 35 DEG | Accessories |  | 1.12 | 0.3 | 1 | 1 | 1 | 0 | 1 | 2 |  | 0 | 0 | Luft Industries Natal (Pty) Ltd | 0 | 0 |  | Overstocked
IMP0900B250A14AR28 | 900/250/14 13 deg pitch 28mm bore form B Aluminium Blades | Accessories |  | 0.5 | 0.13 | 1 | 1 | 0 | 0 | 0 | 0 |  | 0 | 0 | Luft Industries Natal (Pty) Ltd | 0 | 0 |  | Overstocked
IMP0900B250A14AR38 | 900/250/14 15 deg pitch 38mm bore form B Aluminium Blades | Accessories |  | 0.5 | 0.13 | 1 | 1 | 0 | 0 | 0 | 0 |  | 0 | 0 | Luft Industries Natal (Pty) Ltd | 0 | 0 |  | Overstocked
IMP1000B250A14AR38132 | Impeller 1000mm 'B' 250A14AR 38mm 132Frame Deg00 - 25 DEG | Accessories |  | 0.17 | 0.38 | 1 | 1 | 0 | 0 | 0 | 0 |  | 0 | 0 | Luft Industries Natal (Pty) Ltd | 0 | 0 |  | Overstocked
IMP1220 Impeller | c/w 18.5 kW 4 Pole 380 V |  | 0 |  |  | 1 | 1 | 0 | 0 | 0 | 0 |  | 0 | 0 |  | 0 | 0 | 0 | Under ROP
IMP315LDA | 315diam LDA Impeller | FM - IMPELLER |  | 0.08 | 1.18 | 1 | 1 | 0 | 0 | 0 | 0 |  | 0 | 0 | CFW Fans (Pty) Ltd | 0 | 0 |  | Overstocked
IMP400LDA | 400diam LDA Impeller | FM - IMPELLER |  | 0.04 | 1.18 | 1 | 1 | 0 | 0 | 0 | 0 |  | 0 | 0 | CFW Fans (Pty) Ltd | 0 | 0 |  | Under ROP
IMP400LDP | 400diam LDP Impeller | FM - DONKIN |  | 0.12 | 0.66 | 1 | 1 | 0 | 0 | 0 | 0 |  | 0 | 0 | Centrifab (Pty) Ltd | 0 | 0 |  | Overstocked
IMP560LDP | LDP 560/250/12/1440-Form B - 15 degrees | FM - IMPELLER |  | 0.12 | 0.55 | 1 | 1 | 0 | 0 | 0 | 0 |  | 0 | 0 | CFW Fans (Pty) Ltd | 0 | 0 |  | Overstocked
IMP800LDA | LDA 800-9-A16 | FM - IMPELLER |  | 0.04 | 1.18 | 1 | 1 | 0 | 0 | 0 | 0 |  | 0 | 0 | CFW Fans (Pty) Ltd | 0 | 0 |  | Overstocked
INLET-CONE | 18 Inch Inlet Cone | FM - IMPELLER |  | 1.71 | 0.43 | 1 | 1 | 2 | 1 | 3 | 5 |  | 0 | 0 | CFW Fans (Pty) Ltd | 0 | 0 |  | Overstocked
Imepeller 560mm 'B' 250A10AR | 19mm 080Frame 12DEG |  | 0 |  |  | 1 | 1 | 0 | 0 | 0 | 0 |  | 0 | 0 |  | 0 | 0 | 0 | Under ROP
Imepeller 560mm 'B' 250A14AR | 19mm 080Frame 15DEG | Accessories |  | 0.5 | 0 | 1 | 1 | 0 | 0 | 0 | 0 |  | 0 | 0 | Luft Industries Natal (Pty) Ltd | 0 | 0 |  | Overstocked
Imp BI | Set pitch, Crop & Balance impeller | FM - DONKIN |  |  |  | 1 | 1 | 0 | 0 | 0 | 0 |  | 0 | 0 | Centrifab (Pty) Ltd | 0 | 0 |  | Overstocked
Impeller 0710mm 'B' 150A10AR | 24mm 090Frame 13 DEG | Accessories |  | 0.17 | 0 | 1 | 1 | 0 | 0 | 0 | 0 |  | 0 | 0 | Luft Industries Natal (Pty) Ltd | 0 | 0 |  | Overstocked
Impeller 0710mm 'B' 250A14AR | 24mm 090 Frame 10 DEG | Accessories |  | 0.5 | 0.01 | 1 | 1 | 0 | 0 | 0 | 0 |  | 0 | 0 | Luft Industries Natal (Pty) Ltd | 0 | 0 |  | Overstocked
Impeller 560mm 'B' 150A10AR | 14mm 071Frame 12DEG | Accessories |  | 0.5 | 0 | 1 | 1 | 0 | 0 | 0 | 0 |  | 0 | 0 | Luft Industries Natal (Pty) Ltd | 0 | 0 |  | Overstocked
Impeller 630mm 'B' 150A10AR | 24mm 090Frame 15DEG | Accessories |  | 0.33 | 0 | 1 | 1 | 0 | 0 | 0 | 0 |  | 0 | 0 | Luft Industries Natal (Pty) Ltd | 0 | 0 |  | Overstocked
Impeller 630mm 'B' 250A14AR | 24mm 090Frame 15 DEG | Accessories |  | 0.17 | 0 | 1 | 1 | 0 | 0 | 0 | 0 |  | 0 | 0 | Luft Industries Natal (Pty) Ltd | 0 | 0 |  | Overstocked
Impeller 710mm 'B' 250A14R | 24mm 090Frame 12 DEG | Accessories |  | 0.17 | 0 | 1 | 1 | 0 | 0 | 0 | 0 |  | 0 | 0 | Luft Industries Natal (Pty) Ltd | 0 | 0 |  | Overstocked
Impeller Plate Mount Fans | Spare Impeller |  | 0 |  |  | 1 | 1 | 0 | 0 | 0 | 0 |  | 0 | 0 |  | 0 | 0 | 0 | Under ROP
Impeller shaft | Impeller shaft+2 keys. Stainless Steel | FM - WORKS | 600 | 0.15 | 0.03 | 1 | 1 | 0 | 0 | 0 | 0 |  | 0 | 0 | Hulmak Engineering cc | 0 | 0 | 0 | Overstocked
Induced Draft Plan | INSPECTION TEST PALN (ITP) | FM - SODECA |  | 0.17 | 2.66 | 1 | 1 | 0 | 0 | 0 | 0 |  | 0 | 0 | SODECA | 0 | 0 |  | Overstocked
Installation | Attenuators |  |  | 0.4 | 0.16 | 1 | 1 | 0 | 0 | 0 | 0 |  | 0 | 0 | Fresh Air Projects (Pty) Ltd | 0 | 0 |  | Overstocked
J48821 | BCC-2 450 c/w 5.5kw 4P 380V DIDW |  | 0 |  |  | 1 | 1 | 0 | 0 | 0 | 0 |  | 0 | 0 |  | 0 | 0 | 0 | Under ROP
J57174BRG | BCC-2 560 Bearings |  | 0 |  |  | 1 | 1 | 0 | 0 | 0 | 0 |  | 0 | 0 |  | 0 | 0 | 0 | Under ROP
J57174IMP | BCC-2 560 Impeller set |  | 0 |  |  | 1 | 1 | 0 | 0 | 0 | 0 |  | 0 | 0 |  | 0 | 0 | 0 | Under ROP
J57174INC | BCC-2 560 Inlet Cone |  | 0 |  |  | 1 | 1 | 0 | 0 | 0 | 0 |  | 0 | 0 |  | 0 | 0 | 0 | Under ROP
J57174SHT | BCC-2 560 Shaft |  | 0 |  |  | 1 | 1 | 0 | 0 | 0 | 0 |  | 0 | 0 |  | 0 | 0 | 0 | Under ROP
J70889 FAN | BCC-2 900/1.0 SISW c/w 7.5Kw 4P 380V | FM - DONKIN |  | 0.04 | 0.69 | 1 | 1 | 0 | 0 | 0 | 0 |  | 0 | 0 | Centrifab (Pty) Ltd | 0 | 0 |  | Overstocked
J89867 AVM | Anti Vibration Mount-Set |  | 0 |  |  | 1 | 1 | 0 | 0 | 0 | 0 |  | 0 | 0 |  | 0 | 0 | 0 | Under ROP
J95929 | BCC-2 315 Class 1 DIDW c/w 2.2kw 4P 380V |  | 0 |  |  | 1 | 1 | 0 | 0 | 0 | 0 |  | 0 | 0 |  | 0 | 0 | 0 | Under ROP
J96093 | BCC-2 355 DIDW c/w 3.0kw 2P 380V |  | 0 |  |  | 1 | 1 | 0 | 0 | 0 | 0 |  | 0 | 0 |  | 0 | 0 | 0 | Under ROP
J96202-BCC-2315 | BCC-2 315 Class 1 AR 4A DIDW excl motor | FM - DONKIN |  | 0.09 | 0.59 | 1 | 1 | 0 | 0 | 0 | 0 |  | 0 | 0 | Centrifab (Pty) Ltd | 0 | 0 |  | Overstocked
JA2 18000Btu | JASA-H18A4/JA2 |  | 0 |  |  | 1 | 1 | 0 | 0 | 0 | 0 |  | 0 | 0 |  | 0 | 0 | 0 | Under ROP
JAXI300F400 | JAXI 300 F400 'C / 2H | FM - KAYITES | 0 |  |  | 1 | 1 | 0 | 0 | 0 | 0 |  | 0 | 0 | Kayites | 0 | 0 | 0 | Under ROP
JAXI315F300 | JAXI 315 F300 'C / 2H | FM - KAYITES | 0 |  |  | 1 | 1 | 0 | 0 | 0 | 0 |  | 0 | 0 | Kayites | 0 | 0 | 0 | Under ROP
JAXI355F300 | JAXI 355 F300 'C / 2H | FM - KAYITES | 0 |  |  | 1 | 1 | 0 | 0 | 0 | 0 |  | 0 | 0 | Kayites | 0 | 0 | 0 | Under ROP
JAXI355F400 | JAXI 355 F400 'C / 2H | FM - KAYITES | 0 |  |  | 1 | 1 | 0 | 0 | 0 | 0 |  | 0 | 0 | Kayites | 0 | 0 | 0 | Under ROP
JAXI400F300 | JAXI 400 F300 'C / 2H | FM - KAYITES | 0 |  |  | 1 | 1 | 0 | 0 | 0 | 0 |  | 0 | 0 | Kayites | 0 | 0 | 0 | Under ROP
JAXI400F400 | JAXI 400 F400 'C / 2H | FM - KAYITES | 0 |  |  | 1 | 1 | 0 | 0 | 0 | 0 |  | 0 | 0 | Kayites | 0 | 0 | 0 | Under ROP
JAXI450F300 | JAXI 450 F300 'C / 2H | FM - KAYITES | 0 |  |  | 1 | 1 | 0 | 0 | 0 | 0 |  | 0 | 0 | Kayites | 0 | 0 | 0 | Under ROP
JAXI450F400 | JAXI 450 F400 'C / 2H | FM - KAYITES | 0 |  |  | 1 | 1 | 0 | 0 | 0 | 0 |  | 0 | 0 | Kayites | 0 | 0 | 0 | Under ROP
JAXI500F300 | JAXI 500 F300 'C / 2H | FM - KAYITES | 0 |  |  | 1 | 1 | 0 | 0 | 0 | 0 |  | 0 | 0 | Kayites | 0 | 0 | 0 | Under ROP
JAXI500F400 | JAXI 500 F400 'C / 2H | FM - KAYITES | 0 |  |  | 1 | 1 | 0 | 0 | 0 | 0 |  | 0 | 0 | Kayites | 0 | 0 | 0 | Under ROP
JB1948 | HPLV 630/0.71 c/w 4.0kw 2890rpm 525V Motor | FM - DONKIN |  | 0.12 | 0.67 | 1 | 1 | 0 | 0 | 0 | 0 |  | 0 | 0 | Centrifab (Pty) Ltd | 0 | 0 |  | Overstocked
JC25776 BEARING SET | c/w TIMAKE PLUMMER BLOCK |  | 0 |  |  | 1 | 1 | 0 | 0 | 0 | 0 |  | 0 | 0 |  | 0 | 0 | 0 | Under ROP
JC25776 SHAFT | ONLY |  | 0 |  |  | 1 | 1 | 0 | 0 | 0 | 0 |  | 0 | 0 |  | 0 | 0 | 0 | Under ROP
JC6202 | BCC-2 Class 1 DI2DW c/w 2,2kW 4P 400V - 2522RPM |  | 0 |  |  | 1 | 1 | 0 | 0 | 0 | 0 |  | 0 | 0 |  | 0 | 0 | 0 | Under ROP
JC9756 | BCC-2 315 Class 1 DIDW c/w 2.2kw 4P 380V - 2845RPM |  | 0 |  |  | 1 | 1 | 0 | 0 | 0 | 0 |  | 0 | 0 |  | 0 | 0 | 0 | Under ROP
JG/S6 | 600mm 380V 2.2KW 1400rpm |  | 0 |  |  | 1 | 1 | 0 | 0 | 0 | 0 |  | 0 | 0 |  | 0 | 0 | 0 | Under ROP
JN2002-GNTBOOT-500-00-06 | GRANITE CHELSEA BOOTS BLACK 6 | FM - UNIFORM | 931.76 | 0.5 | 0.1 | 1 | 1 | 0 | 0 | 0 | 0 |  | 0 | 0 | Workwear Depot (Pty)Ltd | 0 | 0 | 0 | Overstocked
JN2002-GNTBOOT-500-00-07 | GRANITE CHELSEA BOOTS BLACK 7 | FM - UNIFORM | 931.76 | 0.5 | 0.1 | 1 | 1 | 0 | 0 | 0 | 0 |  | 0 | 0 | Workwear Depot (Pty)Ltd | 0 | 0 | 0 | Overstocked
JN3002-TUNBOOT-600-00-07 | TUNGSTEN BOOT BLACK 7 | FM - UNIFORM | 592.63 | 1 | 0.1 | 1 | 1 | 1 | 0 | 1 | 2 |  | 0 | 0 | Workwear Depot (Pty)Ltd | 0 | 0 | 0 | Healthy
JN3002-TUNBOOT-600-00-09 | TUNGSTEN BOOT BLACK 9 | FM - UNIFORM | 592.63 | 0.5 | 0.1 | 1 | 1 | 0 | 0 | 0 | 0 |  | 0 | 0 | Workwear Depot (Pty)Ltd | 0 | 0 | 0 | Overstocked
JRAD50F300 | JRAD 50 F300 'C / 2H | FM - KAYITES | 15573.8934 | 0.24 | 0.69 | 1 | 1 | 0 | 0 | 0 | 0 |  | 0 | 0 | Kayites | 0 | 0 | 0 | Overstocked
JRAD50F400 | JRAD 50 F400 'C / 2H | FM - KAYITES | 0 |  |  | 1 | 1 | 0 | 0 | 0 | 0 |  | 0 | 0 | Kayites | 0 | 0 | 0 | Under ROP
JRAD70F300 | JRAD 70 F300 'C / 2H | FM - KAYITES | 19306.3104 | 0.18 | 0.36 | 1 | 1 | 0 | 0 | 0 | 0 |  | 0 | 0 | Kayites | 0 | 0 | 0 | Under ROP
JRAD70F400 | JRAD 70 F400 'C / 2H | FM - KAYITES | 0 |  |  | 1 | 1 | 0 | 0 | 0 | 0 |  | 0 | 0 | Kayites | 0 | 0 | 0 | Under ROP
JRAD90F300 | JRAD 90 F300 'C / 2H | FM - KAYITES | 19970.9874 | 0.38 | 0.36 | 1 | 1 | 0 | 0 | 0 | 0 |  | 0 | 0 | Kayites | 0 | 0 | 0 | Under ROP
JRAD90F400 | JRAD 90 F400 'C / 2H | FM - KAYITES | 0 |  |  | 1 | 1 | 0 | 0 | 0 | 0 |  | 0 | 0 | Kayites | 0 | 0 | 0 | Under ROP
JTPOLY-6398B-600-03-M | WORK T BLACK M | FM - UNIFORM | 194.15 | 1 | 0.1 | 1 | 1 | 1 | 0 | 1 | 2 |  | 0 | 0 | Workwear Depot (Pty)Ltd | 0 | 0 | 0 | Healthy
JTPOLY-6398B-600-04-L | WORK T BLACK L | FM - UNIFORM | 194.15 | 1 | 0.1 | 1 | 1 | 1 | 0 | 1 | 2 |  | 0 | 0 | Workwear Depot (Pty)Ltd | 0 | 0 | 0 | Healthy
K03MS II ATEX | K03MS II ATEX 3G/D II GOR-A ATEX II2G Ex db eb IIC T3 Gb kW 0,55 B34 IIC T3 +PTC V380 50 Hz IE2 | FM - FPZ |  |  |  | 1 | 1 | 0 | 0 | 0 | 0 |  | 0 | 0 | Effepizeta | 0 | 0 |  | Under ROP
K03MS055S | SCL-K03 MS-0.55kW-1 | FM - FPZ | 0 |  |  | 1 | 1 | 0 | 0 | 0 | 0 |  | 0 | 0 | Effepizeta | 0 | 0 | 0 | Overstocked
K04MS11S | SCL-K04 MS-1.1kW-1-220V | FM - FPZ | 10638.81 | 1.2 | 1.71 | 1 | 1 | 1 | 2 | 3 | 4 |  | 0 | 0 | Effepizeta | 0 | 0 | 0 | Overstocked
K04MS11T | SCL-K04 MS-1.1kW | FM - FPZ | 10196.55 | 0.52 | 1.88 | 1 | 1 | 1 | 1 | 2 | 3 |  | 0 | 0 | Effepizeta | 0 | 0 | 0 | Overstocked
K04MS15T | SCL-K04 MS-1.5kW | FM - FPZ | 0 |  |  | 1 | 1 | 0 | 0 | 0 | 0 |  | 0 | 0 | Effepizeta | 0 | 0 | 0 | Under ROP
K05MS11S | SCL-K05 MS-1.1kW-1-220V | FM - FPZ | 0 |  |  | 1 | 1 | 0 | 0 | 0 | 0 |  | 0 | 0 | Effepizeta | 0 | 0 | 0 | Under ROP
K05MS11T | SCL-K05 MS-1.1kW | FM - FPZ | 0 |  |  | 1 | 1 | 0 | 0 | 0 | 0 |  | 0 | 0 | Effepizeta | 0 | 0 | 0 | Under ROP
K05MS15T | SCL-K05 MS-1.5kW | FM - FPZ | 13230.945 | 0.17 | 1.88 | 1 | 1 | 0 | 0 | 0 | 0 |  | 0 | 0 | Effepizeta | 0 | 0 | 0 | Overstocked
K05MS22S | SCL-K04 MS-2.2kW-1-220V | FM - FPZ | 0 |  |  | 1 | 1 | 0 | 0 | 0 | 0 |  | 0 | 0 | Effepizeta | 0 | 0 | 0 | Overstocked
K05MS22T | SCL-K05 MS-2.2kW | FM - FPZ | 13316.94 | 0.27 | 1.88 | 1 | 1 | 0 | 1 | 1 | 1 |  | 0 | 0 | Effepizeta | 0 | 0 | 0 | Overstocked
K05MS3T | SCL-K05 MS-3kW | FM - FPZ | 0 |  |  | 1 | 1 | 0 | 0 | 0 | 0 |  | 0 | 0 | Effepizeta | 0 | 0 | 0 | Under ROP
K05TD3 | SCL-K05 TD-3kW | FM - FPZ | 0 |  |  | 1 | 1 | 0 | 0 | 0 | 0 |  | 0 | 0 | Effepizeta | 0 | 0 | 0 | Under ROP
K05TD4 | SCL-K05 TD-4kW | FM - FPZ | 0 |  |  | 1 | 1 | 0 | 0 | 0 | 0 |  | 0 | 0 | Effepizeta | 0 | 0 | 0 | Under ROP
K05TS3 | SCL-K05 TS-3kW | FM - FPZ | 0 |  |  | 1 | 1 | 0 | 0 | 0 | 0 |  | 0 | 0 | Effepizeta | 0 | 0 | 0 | Under ROP
K05TS4 | SCL-K05 TS-4kW | FM - FPZ | 0 |  |  | 1 | 1 | 0 | 0 | 0 | 0 |  | 0 | 0 | Effepizeta | 0 | 0 | 0 | Under ROP
K06MS22 | SCL-K06 MS-2.2kW | FM - FPZ | 0 |  |  | 1 | 1 | 0 | 0 | 0 | 0 |  | 0 | 0 | Effepizeta | 0 | 0 | 0 | Under ROP
K06MS3 | SCL-K06 MS-3.0kW | FM - FPZ | 0 |  |  | 1 | 1 | 0 | 0 | 0 | 0 |  | 0 | 0 | Effepizeta | 0 | 0 | 0 | Under ROP
K06MS4 | SCL-K06 MS-4W | FM - FPZ | 18243.225 | 0.14 | 1.97 | 1 | 1 | 0 | 0 | 0 | 0 |  | 0 | 0 | Effepizeta | 0 | 0 | 0 | Overstocked
K06TD4 | SCL-K06 TD-4.0kW | FM - FPZ | 0 |  |  | 1 | 1 | 0 | 0 | 0 | 0 |  | 0 | 0 | Effepizeta | 0 | 0 | 0 | Under ROP
K06TD55 | SCL-K06 TD-5.5kW | FM - FPZ | 0 |  |  | 1 | 1 | 0 | 0 | 0 | 0 |  | 0 | 0 | Effepizeta | 0 | 0 | 0 | Under ROP
K06TD75 | SCL-K06 TD-7.5kW | FM - FPZ | 0 |  |  | 1 | 1 | 0 | 0 | 0 | 0 |  | 0 | 0 | Effepizeta | 0 | 0 | 0 | Under ROP
K06TS4 | SCL-K06 TS-4.0kW | FM - FPZ | 0 |  |  | 1 | 1 | 0 | 0 | 0 | 0 |  | 0 | 0 | Effepizeta | 0 | 0 | 0 | Under ROP
K06TS55 | SCL-K06 TS-5.5kW | FM - FPZ | 0 |  |  | 1 | 1 | 0 | 0 | 0 | 0 |  | 0 | 0 | Effepizeta | 0 | 0 | 0 | Under ROP
K06TS75 | SCL-K06 TS-7.5kW | FM - FPZ | 0 |  |  | 1 | 1 | 0 | 0 | 0 | 0 |  | 0 | 0 | Effepizeta | 0 | 0 | 0 | Under ROP
K07MS22 | SCL-K07 MS-2.2kW | FM - FPZ | 0 |  |  | 1 | 1 | 0 | 0 | 0 | 0 |  | 0 | 0 | Effepizeta | 0 | 0 | 0 | Under ROP
K07MS3 | SCL-K07 MS-3.0kW | FM - FPZ | 0 |  |  | 1 | 1 | 0 | 0 | 0 | 0 |  | 0 | 0 | Effepizeta | 0 | 0 | 0 | Under ROP
K07MS4 | SCL-K07 MS-4kW | FM - FPZ | 35540.505 | 0.11 | 1.97 | 1 | 1 | 0 | 0 | 0 | 0 |  | 0 | 0 | Effepizeta | 0 | 0 | 0 | Under ROP
K07MS55 | SCL-K07 MS-5.5kW | FM - FPZ | 0 |  |  | 1 | 1 | 0 | 0 | 0 | 0 |  | 0 | 0 | Effepizeta | 0 | 0 | 0 | Under ROP
K07RMD4 | SCL-K07R MD-4.0kW | FM - FPZ | 0 |  |  | 1 | 1 | 0 | 0 | 0 | 0 |  | 0 | 0 | Effepizeta | 0 | 0 | 0 | Under ROP
K07RMD55 | SCL-K07R MD-5.5kW | FM - FPZ | 0 |  |  | 1 | 1 | 0 | 0 | 0 | 0 |  | 0 | 0 | Effepizeta | 0 | 0 | 0 | Overstocked
K07TD55 | SCL-K07 TD-5.5kW | FM - FPZ | 0 |  |  | 1 | 1 | 0 | 0 | 0 | 0 |  | 0 | 0 | Effepizeta | 0 | 0 | 0 | Under ROP
K07TD75 | SCL-K07 TD-7.5kW | FM - FPZ | 0 |  |  | 1 | 1 | 0 | 0 | 0 | 0 |  | 0 | 0 | Effepizeta | 0 | 0 | 0 | Under ROP
K07TD92 | SCL-K07 TD-9.2kW | FM - FPZ | 0 |  |  | 1 | 1 | 0 | 0 | 0 | 0 |  | 0 | 0 | Effepizeta | 0 | 0 | 0 | Under ROP
K07TS11 | SCL-K07 TS-11kW | FM - FPZ | 0 |  |  | 1 | 1 | 0 | 0 | 0 | 0 |  | 0 | 0 | Effepizeta | 0 | 0 | 0 | Under ROP
K07TS55 | SCL-K07 TS-5.5kW | FM - FPZ | 0 |  |  | 1 | 1 | 0 | 0 | 0 | 0 |  | 0 | 0 | Effepizeta | 0 | 0 | 0 | Under ROP
K07TS75 | SCL-K07 TS-7.5kW | FM - FPZ | 0 |  |  | 1 | 1 | 0 | 0 | 0 | 0 |  | 0 | 0 | Effepizeta | 0 | 0 | 0 | Under ROP
K07TS92 | SCL-K07 TS-9.2kW | FM - FPZ | 0 |  |  | 1 | 1 | 0 | 0 | 0 | 0 |  | 0 | 0 | Effepizeta | 0 | 0 | 0 | Under ROP
K08MS4 | SCL-K08 MS-4kW | FM - FPZ | 0 |  |  | 1 | 1 | 0 | 0 | 0 | 0 |  | 0 | 0 | Effepizeta | 0 | 0 | 0 | Under ROP
K08MS55 | SCL-K08 MS-5.5kW | FM - FPZ | 0 |  |  | 1 | 1 | 0 | 0 | 0 | 0 |  | 0 | 0 | Effepizeta | 0 | 0 | 0 | Under ROP
K08MS75 | SCL-K08 MS-7.5kW | FM - FPZ | 47616.66 | 0.16 | 1.72 | 1 | 1 | 0 | 0 | 0 | 0 |  | 0 | 0 | Effepizeta | 0 | 0 | 0 | Under ROP
K08MS92 | SCL-K08 MS-9.2kW | FM - FPZ | 0 |  |  | 1 | 1 | 0 | 0 | 0 | 0 |  | 0 | 0 | Effepizeta | 0 | 0 | 0 | Under ROP
K08RMD75 | SCL-K08R MD MOR-7.5kw 380V | FM - FPZ | 0 |  |  | 1 | 1 | 0 | 0 | 0 | 0 |  | 0 | 0 | Effepizeta | 0 | 0 | 0 | Under ROP
K08TD11 | SCL-K08 TD-11kW | FM - FPZ | 0 |  |  | 1 | 1 | 0 | 0 | 0 | 0 |  | 0 | 0 | Effepizeta | 0 | 0 | 0 | Overstocked
K08TD15 | SCL-K08 TD-15kW | FM - FPZ | 0 |  |  | 1 | 1 | 0 | 0 | 0 | 0 |  | 0 | 0 | Effepizeta | 0 | 0 | 0 | Under ROP
K08TD75 | SCL-K08 TD-7.5kW | FM - FPZ | 0 |  |  | 1 | 1 | 0 | 0 | 0 | 0 |  | 0 | 0 | Effepizeta | 0 | 0 | 0 | Under ROP
K08TD92 | SCL-K08 TD-9.2kW | FM - FPZ | 0 |  |  | 1 | 1 | 0 | 0 | 0 | 0 |  | 0 | 0 | Effepizeta | 0 | 0 | 0 | Under ROP
K08TS11 | SCL-K08 TS-11kW | FM - FPZ | 0 |  |  | 1 | 1 | 0 | 0 | 0 | 0 |  | 0 | 0 | Effepizeta | 0 | 0 | 0 | Under ROP
K08TS15 | SCL-K08 TS-15kW | FM - FPZ | 0 |  |  | 1 | 1 | 0 | 0 | 0 | 0 |  | 0 | 0 | Effepizeta | 0 | 0 | 0 | Under ROP
K08TS75 | SCL-K08 TS-7.5kW | FM - FPZ | 0 |  |  | 1 | 1 | 0 | 0 | 0 | 0 |  | 0 | 0 | Effepizeta | 0 | 0 | 0 | Under ROP
K08TS92 | SCL-K08 TS-9.2kW | FM - FPZ | 0 |  |  | 1 | 1 | 0 | 0 | 0 | 0 |  | 0 | 0 | Effepizeta | 0 | 0 | 0 | Under ROP
K09MD55 | SCL-K09 MD-5.5kW | FM - FPZ | 0 |  |  | 1 | 1 | 0 | 0 | 0 | 0 |  | 0 | 0 | Effepizeta | 0 | 0 | 0 | Under ROP
K09MD75 | SCL-K09 MD-7.5kW | FM - FPZ | 0 |  |  | 1 | 1 | 0 | 0 | 0 | 0 |  | 0 | 0 | Effepizeta | 0 | 0 | 0 | Overstocked
K09MS11 | SCL-K09 MS-11kW | FM - FPZ | 0 |  |  | 1 | 1 | 0 | 0 | 0 | 0 |  | 0 | 0 | Effepizeta | 0 | 0 | 0 | Overstocked
K09MS4 | SCL-K09 MS-4kW | FM - FPZ | 0 |  |  | 1 | 1 | 0 | 0 | 0 | 0 |  | 0 | 0 | Effepizeta | 0 | 0 | 0 | Under ROP
K09MS55 | SCL-K09 MS-5.5kW | FM - FPZ | 58574.88 | 0.11 | 1.97 | 1 | 1 | 0 | 0 | 0 | 0 |  | 0 | 0 | Effepizeta | 0 | 0 | 0 | Under ROP
K09MS75 | SCL-K09 MS-7.5kW | FM - FPZ | 0 |  |  | 1 | 1 | 0 | 0 | 0 | 0 |  | 0 | 0 | Effepizeta | 0 | 0 | 0 | Under ROP
K09MS92 | SCL-K09 MS-9.2kW | FM - FPZ | 0 |  |  | 1 | 1 | 0 | 0 | 0 | 0 |  | 0 | 0 | Effepizeta | 0 | 0 | 0 | Under ROP
K09TD11 | SCL-K09 TD-11kW | FM - FPZ | 0 |  |  | 1 | 1 | 0 | 0 | 0 | 0 |  | 0 | 0 | Effepizeta | 0 | 0 | 0 | Under ROP
K09TD15 | SCL-K09 TD-15kW | FM - FPZ | 92174.355 | 0.02 | 1.97 | 1 | 1 | 0 | 0 | 0 | 0 |  | 0 | 0 | Effepizeta | 0 | 0 | 0 | Under ROP
K09TS11 | SCL-K09 TS-11kW | FM - FPZ | 0 |  |  | 1 | 1 | 0 | 0 | 0 | 0 |  | 0 | 0 | Effepizeta | 0 | 0 | 0 | Under ROP
K09TS15 | SCL-K09 TS-15kW | FM - FPZ | 100442.16 | 0.11 | 1.64 | 1 | 1 | 0 | 0 | 0 | 0 |  | 0 | 0 | Effepizeta | 0 | 0 | 0 | Under ROP
K10MD75 | SCL-K10 MD-7.5kW | FM - FPZ | 0 |  |  | 1 | 1 | 0 | 0 | 0 | 0 |  | 0 | 0 | Effepizeta | 0 | 0 | 0 | Under ROP
K10MD92 | SCL-K10 MD-9.2kW | FM - FPZ | 0 |  |  | 1 | 1 | 0 | 0 | 0 | 0 |  | 0 | 0 | Effepizeta | 0 | 0 | 0 | Overstocked
K10MS11 | SCL-K10 MS-11kW | FM - FPZ | 63673.155 | 0.29 | 1.91 | 1 | 1 | 0 | 1 | 1 | 1 |  | 0 | 1 | Effepizeta | 0 | 1 | 63673.16 | Under ROP
K10MS15 | SCL-K10 MS-15kW | FM - FPZ | 0 |  |  | 1 | 1 | 0 | 0 | 0 | 0 |  | 0 | 0 | Effepizeta | 0 | 0 | 0 | Under ROP
K10MS55 | SCL-K10 MS-5.5kW | FM - FPZ | 0 |  |  | 1 | 1 | 0 | 0 | 0 | 0 |  | 0 | 0 | Effepizeta | 0 | 0 | 0 | Under ROP
K10MS75 | SCL-K10 MS-7.5kW | FM - FPZ | 0 |  |  | 1 | 1 | 0 | 0 | 0 | 0 |  | 0 | 0 | Effepizeta | 0 | 0 | 0 | Overstocked
K10MS92 | SCL-K10 MS-9.2kW | FM - FPZ | 0 |  |  | 1 | 1 | 0 | 0 | 0 | 0 |  | 0 | 0 | Effepizeta | 0 | 0 | 0 | Overstocked
K10TD11 | SCL-K10 T D-11kW | FM - FPZ | 0 |  |  | 1 | 1 | 0 | 0 | 0 | 0 |  | 0 | 0 | Effepizeta | 0 | 0 | 0 | Under ROP
K10TD15 | SCL-K10 TD-15kW | FM - FPZ | 0 |  |  | 1 | 1 | 0 | 0 | 0 | 0 |  | 0 | 0 | Effepizeta | 0 | 0 | 0 | Under ROP
K10TD185 | SCL-K10 TD-18.5kW | FM - FPZ | 0 |  |  | 1 | 1 | 0 | 0 | 0 | 0 |  | 0 | 0 | Effepizeta | 0 | 0 | 0 | Under ROP
K10TS11 | SCL-K10 TS-11kW | FM - FPZ | 0 |  |  | 1 | 1 | 0 | 0 | 0 | 0 |  | 0 | 0 | Effepizeta | 0 | 0 | 0 | Under ROP
K10TS15 | SCL-K10 TS-15kW | FM - FPZ | 0 |  |  | 1 | 1 | 0 | 0 | 0 | 0 |  | 0 | 0 | Effepizeta | 0 | 0 | 0 | Under ROP
K10TS185 | SCL-K10 TS-18.5kW | FM - FPZ | 0 |  |  | 1 | 1 | 0 | 0 | 0 | 0 |  | 0 | 0 | Effepizeta | 0 | 0 | 0 | Under ROP
K11MD11 | SCL-K11 MD-11kW | FM - FPZ | 0 |  |  | 1 | 1 | 0 | 0 | 0 | 0 |  | 0 | 0 | Effepizeta | 0 | 0 | 0 | Overstocked
K11MD75 | SCL-K11 MD-7.5kW | FM - FPZ | 0 |  |  | 1 | 1 | 0 | 0 | 0 | 0 |  | 0 | 0 | Effepizeta | 0 | 0 | 0 | Under ROP
K11MS11 | SCL-K11 MS-11kW | FM - FPZ | 70356.195 | 0.09 | 1.48 | 1 | 1 | 0 | 0 | 0 | 0 |  | 0 | 0 | Effepizeta | 0 | 0 | 0 | Under ROP
K11MS15 | SCL-K11 MS-15kW | FM - FPZ | 0 |  |  | 1 | 1 | 0 | 0 | 0 | 0 |  | 0 | 0 | Effepizeta | 0 | 0 | 0 | Under ROP
K11MS185 | SCL-K11 MS-18.5kW | FM - FPZ | 0 |  |  | 1 | 1 | 0 | 0 | 0 | 0 |  | 0 | 0 | Effepizeta | 0 | 0 | 0 | Under ROP
K11MS75 | SCL-K11 MS-7.5kW | FM - FPZ | 0 |  |  | 1 | 1 | 0 | 0 | 0 | 0 |  | 0 | 0 | Effepizeta | 0 | 0 | 0 | Under ROP
K11MS92 | SCL-K11 MS-9.2kW | FM - FPZ | 0 |  |  | 1 | 1 | 0 | 0 | 0 | 0 |  | 0 | 0 | Effepizeta | 0 | 0 | 0 | Under ROP
K11TD15 | SCL-K11 TD-15kW | FM - FPZ | 0 |  |  | 1 | 1 | 0 | 0 | 0 | 0 |  | 0 | 0 | Effepizeta | 0 | 0 | 0 | Under ROP
K11TD185 | SCL-K11 TD-18.5kW | FM - FPZ | 0 |  |  | 1 | 1 | 0 | 0 | 0 | 0 |  | 0 | 0 | Effepizeta | 0 | 0 | 0 | Under ROP
K11TS15 | SCL-K11 TS-15kW | FM - FPZ | 0 |  |  | 1 | 1 | 0 | 0 | 0 | 0 |  | 0 | 0 | Effepizeta | 0 | 0 | 0 | Under ROP
K11TS185 | SCL-K11 TS-18.5kW | FM - FPZ | 0 |  |  | 1 | 1 | 0 | 0 | 0 | 0 |  | 0 | 0 | Effepizeta | 0 | 0 | 0 | Under ROP
K11TS22 | SCL-K11 TS-22kW | FM - FPZ | 0 |  |  | 1 | 1 | 0 | 0 | 0 | 0 |  | 0 | 0 | Effepizeta | 0 | 0 | 0 | Under ROP
K11TS30 | SCL E11-TS GOR-C 30KW 400/690-50 V-Hz | FM - FPZ | 0 |  |  | 1 | 1 | 0 | 0 | 0 | 0 |  | 0 | 0 | Effepizeta | 0 | 0 | 0 | Under ROP
K12MD11 | SCL-K12 MD-11kW | FM - FPZ | 0 |  |  | 1 | 1 | 0 | 0 | 0 | 0 |  | 0 | 0 | Effepizeta | 0 | 0 | 0 | Under ROP
K12MD15 | SCL-K12 MD-15kW | FM - FPZ | 0 |  |  | 1 | 1 | 0 | 0 | 0 | 0 |  | 0 | 0 | Effepizeta | 0 | 0 | 0 | Under ROP
K12MS11 | SCL-K12 MS-11kW | FM - FPZ | 0 |  |  | 1 | 1 | 0 | 0 | 0 | 0 |  | 0 | 0 | Effepizeta | 0 | 0 | 0 | Under ROP
K12MS15 | SCL-K12 MS-15kW | FM - FPZ | 80651.025 | 0.02 | 0.66 | 1 | 1 | 0 | 0 | 0 | 0 |  | 0 | 0 | Effepizeta | 0 | 0 | 0 | Under ROP
K12MS185 | SCL-K12 MS-18.5kW | FM - FPZ | 0 |  |  | 1 | 1 | 0 | 0 | 0 | 0 |  | 0 | 0 | Effepizeta | 0 | 0 | 0 | Under ROP
K12MS92 | SCL-K12 MS-9.2kW | FM - FPZ | 0 |  |  | 1 | 1 | 0 | 0 | 0 | 0 |  | 0 | 0 | Effepizeta | 0 | 0 | 0 | Under ROP
K12TD185 | SCL-K12 TD-18.5kW | FM - FPZ | 0 |  |  | 1 | 1 | 0 | 0 | 0 | 0 |  | 0 | 0 | Effepizeta | 0 | 0 | 0 | Under ROP
K431A5F | D 1F-1,05KW X DDMP 8/9 TIG M6A1 | FM - FPZ | 0 |  |  | 1 | 1 | 0 | 0 | 0 | 0 |  | 0 | 0 | Effepizeta | 0 | 0 | 0 | Under ROP
K431A8B | D 1F-2,0KW X DDMP 10/8 M6A4 | FM - FPZ | 0 |  |  | 1 | 1 | 0 | 0 | 0 | 0 |  | 0 | 0 | Effepizeta | 0 | 0 | 0 | Under ROP
K75MS4 | SCL-K75 MS-4kW | FM - FPZ | 0 |  |  | 1 | 1 | 0 | 0 | 0 | 0 |  | 0 | 0 | Effepizeta | 0 | 0 | 0 | Under ROP
K75MS55 | SCL-K75 MS-5.5kW | FM - FPZ | 42149.835 | 0.03 | 0.62 | 1 | 1 | 0 | 0 | 0 | 0 |  | 0 | 0 | Effepizeta | 0 | 0 | 0 | Under ROP
K75MS75 | SCL-K75 MS-7.5kW | FM - FPZ | 0 |  |  | 1 | 1 | 0 | 0 | 0 | 0 |  | 0 | 0 | Effepizeta | 0 | 0 | 0 | Under ROP
KAF100 | KAF 100 | FM - KAYITES | 0 |  |  | 1 | 1 | 0 | 0 | 0 | 0 |  | 0 | 0 | Kayites | 0 | 0 | 0 | Overstocked
KAF125 | KAF 125 | FM - KAYITES | 0 |  |  | 1 | 1 | 0 | 0 | 0 | 0 |  | 0 | 0 | Kayites | 0 | 0 | 0 | Overstocked
KAF150 | KAF 150 | FM - KAYITES | 0 |  |  | 1 | 1 | 0 | 0 | 0 | 0 |  | 0 | 0 | Kayites | 0 | 0 | 0 | Overstocked
KAF160 | KAF 160 | FM - KAYITES | 0 |  |  | 1 | 1 | 0 | 0 | 0 | 0 |  | 0 | 0 | Kayites | 0 | 0 | 0 | Under ROP
KAF200 | KAF 200 | FM - KAYITES | 0 |  |  | 1 | 1 | 0 | 0 | 0 | 0 |  | 0 | 0 | Kayites | 0 | 0 | 0 | Under ROP
KAF250 | KAF 250 | FM - KAYITES | 0 |  |  | 1 | 1 | 0 | 0 | 0 | 0 |  | 0 | 0 | Kayites | 0 | 0 | 0 | Overstocked
KAF315 | KAF 315 | FM - KAYITES | 0 |  |  | 1 | 1 | 0 | 0 | 0 | 0 |  | 0 | 0 | Kayites | 0 | 0 | 0 | Overstocked
KAT 15/15 C2 | TWIN BARE FAN 380/380 CW FCC |  |  | 0.1 | 0.36 | 1 | 1 | 0 | 0 | 0 | 0 |  | 0 | 0 | Air Movement Supplies | 0 | 0 |  | Overstocked
KAZ120 | KAZ 120 | FM - KAYITES | 479.32 | 0.52 | 0.43 | 1 | 1 | 1 | 0 | 1 | 2 |  | 0 | 0 | Kayites | 0 | 0 | 0 | Overstocked
KAZ140 | KAZ 140 | FM - KAYITES | 558.02 | 3 | 0.43 | 1 | 1 | 3 | 1 | 4 | 7 |  | 0 | 4 | Kayites | 0 | 4 | 2232.08 | Under ROP
KAZ160 | KAZ 160 | FM - KAYITES | 629.56 | 0.52 | 0.43 | 1 | 1 | 1 | 0 | 1 | 2 |  | 0 | 0 | Kayites | 0 | 0 | 0 | Overstocked
KDAXIS200 | KDAXIS 200 | FM - KAYITES | 461.66 | 1 | 0.53 | 1 | 1 | 1 | 1 | 2 | 3 |  | 0 | 0 | Kayites | 0 | 0 | 0 | Overstocked
KDAXIS250 | KDAXIS 250 | FM - KAYITES | 537.48 | 2 | 0.51 | 1 | 1 | 2 | 1 | 3 | 5 |  | 0 | 0 | Kayites | 0 | 0 | 0 | Overstocked
KDAXIS300 | KDAXIS 300 | FM - KAYITES | 611.38 | 2.53 | 0.5 | 1 | 1 | 3 | 1 | 4 | 7 |  | 0 | 0 | Kayites | 0 | 0 | 0 | Overstocked
KDAXIS350 | KDAXIS 350 | FM - KAYITES | 692.07 | 3 | 0.55 | 1 | 1 | 3 | 2 | 5 | 8 |  | 0 | 0 | Kayites | 0 | 0 | 0 | Overstocked
KDD 10/10-4/1 | Fan KDD 10/10 550W 4P-1 3SY |  |  | 0.83 | 0.43 | 1 | 1 | 1 | 0 | 1 | 2 |  | 0 | 2 | Air Movement Supplies | 0 | 2 |  | Under ROP
KDD 12/12-6-1 | FAN KDD 12/12 517W 6P-1 3SY |  |  | 5.5 | 0.46 | 1 | 1 | 6 | 3 | 9 | 14 |  | 0 | 0 | Air Movement Supplies | 0 | 0 |  | Healthy
KHA50 | Speed Controller |  | 0 |  |  | 1 | 1 | 0 | 0 | 0 | 0 |  | 0 | 0 |  | 0 | 0 | 0 | Under ROP
KOMU250 | KOMU250 - Non Return Damper | Vents | 114.86 |  |  | 1 | 1 | 0 | 0 | 0 | 0 |  | 0 | 0 |  | 0 | 0 | 0 | Overstocked
KP2-S c/w | 373 Watts 220/1/50 |  | 0 |  |  | 1 | 1 | 0 | 0 | 0 | 0 |  | 0 | 0 |  | 0 | 0 | 0 | Under ROP
KP6-H AT | Attenuator |  | 0 |  |  | 1 | 1 | 0 | 0 | 0 | 0 |  | 0 | 0 |  | 0 | 0 | 0 | Under ROP
KP6-H. | Filter Unit with Primary and Hepa Filter |  | 0 |  |  | 1 | 1 | 0 | 0 | 0 | 0 |  | 0 | 0 |  | 0 | 0 | 0 | Under ROP
KSA-250-4K-M | KSA-250-4K-M | FM - KAYITES | 0 | 0.48 | 0.16 | 1 | 1 | 0 | 0 | 0 | 0 |  | 0 | 0 | Kayites | 0 | 0 | 0 | Under ROP
KSA-300-4K-M | KSA-300-4K-M | FM - KAYITES | 0 | 0.48 | 0.16 | 1 | 1 | 0 | 0 | 0 | 0 |  | 0 | 0 | Kayites | 0 | 0 | 0 | Under ROP
KSA-350-4K-M | KSA-350-4K-M | FM - KAYITES | 0 | 0.48 | 0.16 | 1 | 1 | 0 | 0 | 0 | 0 |  | 0 | 0 | Kayites | 0 | 0 | 0 | Under ROP
KSA4004M | KSA-400-4K-M-220V | FM - KAYITES | 1957.995 | 0.31 | 1.02 | 1 | 1 | 0 | 0 | 0 | 0 |  | 0 | 0 | Kayites | 0 | 0 | 0 | Under ROP
KSA4004T | KSA-400-4K-T-380V | FM - KAYITES | 2008.0125 | 1 | 1.02 | 1 | 1 | 1 | 1 | 2 | 3 |  | 0 | 1 | Kayites | 0 | 1 | 2008.01 | Under ROP
KSA4504M | KSA-450-4K-M-220V | FM - KAYITES | 0 | 0.24 | 0.16 | 1 | 1 | 0 | 0 | 0 | 0 |  | 0 | 0 | Kayites | 0 | 0 | 0 | Under ROP
KSA4504T | KSA-450-4K-T-380V | FM - KAYITES | 0 |  |  | 1 | 1 | 0 | 0 | 0 | 0 |  | 0 | 0 | Kayites | 0 | 0 | 0 | Overstocked
KSA5004M | KSA-500-4K-M-220V | FM - KAYITES | 2339.415 | 0.31 | 0.59 | 1 | 1 | 0 | 0 | 0 | 0 |  | 0 | 0 | Kayites | 0 | 0 | 0 | Under ROP
KSA5004T | KSA-500-4K-T-380V | FM - KAYITES | 2384.46 | 0.16 | 1.02 | 1 | 1 | 0 | 0 | 0 | 0 |  | 0 | 0 | Kayites | 0 | 0 | 0 | Under ROP
KSA5504M | KSA-550-4K-M-220V | FM - KAYITES | 0 |  |  | 1 | 1 | 0 | 0 | 0 | 0 |  | 0 | 0 | Kayites | 0 | 0 | 0 | Under ROP
KSA5504T | KSA-550-4K-T-380V | FM - KAYITES | 0 |  |  | 1 | 1 | 0 | 0 | 0 | 0 |  | 0 | 0 | Kayites | 0 | 0 | 0 | Under ROP
KSA6004M | KSA-600-4K-M-220V | FM - KAYITES | 0 |  |  | 1 | 1 | 0 | 0 | 0 | 0 |  | 0 | 0 | Kayites | 0 | 0 | 0 | Under ROP
KSA6004T | KSA-600-4K-T-380V | FM - KAYITES | 0 | 0.24 | 0.16 | 1 | 1 | 0 | 0 | 0 | 0 |  | 0 | 0 | Kayites | 0 | 0 | 0 | Overstocked
KSB 150 | INLINE SILENT FAN |  | 0 |  |  | 1 | 1 | 0 | 0 | 0 | 0 |  | 0 | 0 |  | 0 | 0 | 0 | Under ROP
KSB250 | KSB250 | Vents |  |  |  | 1 | 1 | 0 | 0 | 0 | 0 |  | 0 | 0 |  | 0 | 0 |  | Under ROP
KUL | 1/200 X 200 back draft damper | Accessories | 900 | 4.29 | 0.43 | 1 | 1 | 4 | 2 | 6 | 10 |  | 0 | 0 | TROX South Africa (Pty) Ltd | 0 | 0 | 0 | Overstocked
Keep Plates - 165 | Keep Plate 5mm OD. 42mm, ID. 6, 10mm | FM - IMPELLER | 4.6 |  | 1 | 0.5 | 1 | 15 | 30 | 45 | 75 |  | 0 | 0 |  | 0 | 0 | 0 | Healthy
Keep Plates - 250 | Keep Plate 5mm OD. 42mm, ID. 6, 10, 12mm | FM - IMPELLER | 4.85 |  | 1 | 0.5 | 1 | 10 | 20 | 30 | 50 |  | 0 | 0 |  | 0 | 0 | 0 | Overstocked
Keep-plate5mmOD | Keep Plate 5mm OD. 42mm, ID. 6mm | FM - DONKIN | 4.85 |  |  | 1 | 1 | 0 | 0 | 0 | 0 |  | 0 | 0 | Attenu-Tec HVAC Parts | 0 | 0 | 0 | Overstocked
Kilometer | Travelled Kilometers | FM - MACHINERY |  | 200 | 0.03 | 1 | 1 | 200 | 6 | 206 | 406 |  | 0 | 206 | Lime Laser service | 0 | 206 |  | Under ROP
L10101101 | CA 100 VO - D Two Speed - Plastic | FM - VORTICE | 0 |  |  | 1 | 1 | 0 | 0 | 0 | 0 |  | 0 | 0 | Vortice | 0 | 0 | 0 | Under ROP
L10101126 | CA 125 VO - D Two Speed - Plastic | FM - VORTICE | 0 |  |  | 1 | 1 | 0 | 0 | 0 | 0 |  | 0 | 0 | Vortice | 0 | 0 | 0 | Under ROP
L10101151 | CA 150 VO - D Two Speed - Plastic | FM - VORTICE | 0 |  |  | 1 | 1 | 0 | 0 | 0 | 0 |  | 0 | 0 | Vortice | 0 | 0 | 0 | Under ROP
L10101200 | CA 200Q VO Lower Volume In-Line Tube Fan Plastic Casin | FM - VORTICE | 0 |  |  | 1 | 1 | 0 | 0 | 0 | 0 |  | 0 | 0 | Vortice | 0 | 0 | 0 | Under ROP
L10101250 | CA 250 VO In-Line Tube Fan Plastic Casing | FM - VORTICE | 0 |  |  | 1 | 1 | 0 | 0 | 0 | 0 |  | 0 | 0 | Vortice | 0 | 0 | 0 | Under ROP
L10101315 | CA 315 VO In-Line Tube Fan Plastic Casing | FM - VORTICE | 0 |  |  | 1 | 1 | 0 | 0 | 0 | 0 |  | 0 | 0 | Vortice | 0 | 0 | 0 | Under ROP
L10101317 | CA 355 | FM - VORTICE | 0 |  |  | 1 | 1 | 0 | 0 | 0 | 0 |  | 0 | 0 | Vortice | 0 | 0 | 0 | Under ROP
L20300630 | 24 - 630mm Louvre Shutter Size 756 X 756 |  | 0 |  |  | 1 | 1 | 0 | 0 | 0 | 0 |  | 0 | 0 |  | 0 | 0 | 0 | Under ROP
L54202182 | CMA 218-2T | FM - SODECA |  | 0.04 | 0.43 | 1 | 1 | 0 | 0 | 0 | 0 |  | 0 | 0 | SODECA | 0 | 0 |  | Overstocked
LASER CUTTING-255 | 255 x 298 x 5mm | FM - DONKIN | 94.29 | 2 | 0.1 | 1 | 1 | 2 | 0 | 2 | 4 |  | 0 | 2 | ULTIMATENG (PTY) LTD | 0 | 2 | 188.58 | Under ROP
LASER CUTTING-775 | 775 x 225 x 5mm | FM - FABRICATION | 249.92 | 2 | 0.1 | 1 | 1 | 2 | 0 | 2 | 4 |  | 0 | 2 | ULTIMATENG (PTY) LTD | 0 | 2 | 499.84 | Under ROP
LCE 250 | Extractor Ceiling Fan 250mm 220v | Accessories | 344 | 4 | 0.66 | 1 | 1 | 4 | 3 | 7 | 11 |  | 0 | 0 | Luft Industries Natal (Pty) Ltd | 0 | 0 | 0 | Overstocked
LCF- 56 | 900mm Ceiling Sweep Fan |  | 0 |  |  | 1 | 1 | 0 | 0 | 0 | 0 |  | 0 | 0 |  | 0 | 0 | 0 | Under ROP
LDA9B710 | LDA9B - Allumium bladed Impeller - Form B to suit 1.1kw 4Pole motor | FM - CFW FANS |  | 0.1 | 0.99 | 1 | 1 | 0 | 0 | 0 | 0 |  | 0 | 0 | CFW Fans (Pty) Ltd | 0 | 0 |  | Overstocked
LDP 560/250/12/1440/ | Form B - Blade Angle 15 Deg | FM - IMPELLER |  | 0.12 | 0.76 | 1 | 1 | 0 | 0 | 0 | 0 |  | 0 | 0 | CFW Fans (Pty) Ltd | 0 | 0 |  | Overstocked
LEGESSS-COT135-100-03-M | LEGENDARY SHORT SLEEVE SHIRT BLUE M | FM - UNIFORM | 520.87 | 0.17 | 0 | 1 | 1 | 0 | 0 | 0 | 0 |  | 0 | 0 | Workwear Depot (Pty)Ltd | 0 | 0 | 0 | Overstocked
LEGESSS-COT135-101-03-M | LEGENDARY SHORT SLEEVE SHIRT NAVY M | FM - UNIFORM | 520.87 | 0.5 | 0 | 1 | 1 | 0 | 0 | 0 | 0 |  | 0 | 0 | Workwear Depot (Pty)Ltd | 0 | 0 | 0 | Overstocked
LEGESSS-COT135-914-04-L | LEGENDARY SHORT SLEEVE SHIRT FATIGUE L | FM - UNIFORM | 520.87 | 0.17 | 0 | 1 | 1 | 0 | 0 | 0 | 0 |  | 0 | 0 | Workwear Depot (Pty)Ltd | 0 | 0 | 0 | Overstocked
LEGESSS-MCNAST-M45-03-M | LEGENDARY TWO-TONE SHORT SLEEVE SHIRT - NAVY/STONE M | FM - UNIFORM | 520.87 | 0.67 | 0 | 1 | 1 | 1 | 0 | 1 | 2 |  | 0 | 0 | Workwear Depot (Pty)Ltd | 0 | 0 | 0 | Overstocked
LEGESSS-MCNAST-M45-04-L | LEGENDARY TWO-TONE SHORT SLEEVE SHIRT NAVY/STONE L | FM - UNIFORM | 520.87 | 0.17 | 0 | 1 | 1 | 0 | 0 | 0 | 0 |  | 0 | 0 | Workwear Depot (Pty)Ltd | 0 | 0 | 0 | Overstocked
LFC | LFC 450 SISW CL-1 Arrgt 1A |  | 0 |  |  | 1 | 1 | 0 | 0 | 0 | 0 |  | 0 | 0 |  | 0 | 0 | 0 | Under ROP
LS250 | LOUVER SHUTTER Alum. 9 | FM - DONKIN | 0 |  |  | 1 | 1 | 0 | 0 | 0 | 0 |  | 0 | 0 |  | 0 | 0 | 0 | Overstocked
LS315 | LOUVER SHUTTER Alum. 12 | FM - DONKIN | 0 |  |  | 1 | 1 | 0 | 0 | 0 | 0 |  | 0 | 0 |  | 0 | 0 | 0 | Overstocked
LS400 | LOUVRE SHUTTER 15'' | FM - DONKIN | 0 |  |  | 1 | 1 | 0 | 0 | 0 | 0 |  | 0 | 0 |  | 0 | 0 | 0 | Under ROP
LS500 | LOUVRE SHUTTER Alum. 18 | FM - DONKIN | 0 |  |  | 1 | 1 | 0 | 0 | 0 | 0 |  | 0 | 0 |  | 0 | 0 | 0 | Under ROP
LS630 | LOUVRE SHUTTER Alum. 24 | FM - DONKIN | 0 |  |  | 1 | 1 | 0 | 0 | 0 | 0 |  | 0 | 0 |  | 0 | 0 | 0 | Overstocked
LT10-3SPD | LT10 - 3-Step Speed Controller 10Amp |  | 0 |  |  | 1 | 1 | 0 | 0 | 0 | 0 |  | 0 | 0 |  | 0 | 0 | 0 | Under ROP
Labour. | Repair Dasqua 1012-2010-A COMBINATION SET SQUARE | FM - MACHINERY |  | 0.33 | 0.39 | 1 | 1 | 0 | 0 | 0 | 0 |  | 0 | 0 | Lime Laser service | 0 | 0 |  | Overstocked
Laptop | Lenovo AMD RYZEN 7 (i7) 7730U 2.0GHz -8GB ram 512GB 15.6 ich FHD battery 3 Cell |  |  | 0.17 | 0.33 | 1 | 1 | 0 | 0 | 0 | 0 |  | 0 | 0 | AXEGROUP | 0 | 0 |  | Overstocked
Laser Cutting | Fans Casing | CASING |  | 4.6 | 0.25 | 1 | 1 | 5 | 1 | 6 | 11 |  | 0 | 11 | ULTIMATENG (PTY) LTD | 0 | 11 |  | Under ROP
Laser Cutting - | Program 1 Cutting & Bending |  |  |  |  | 1 | 1 | 0 | 0 | 0 | 0 |  | 0 | 0 |  | 0 | 0 |  | Overstocked
Laser Cutting - S | Special cut flanges | FM - FABRICATION | 853 |  |  | 1 | 1 | 0 | 0 | 0 | 0 |  | 0 | 0 |  | 0 | 0 | 0 | Overstocked
Laser Cutting - TB 315-560 | Program TB 325-560 | FM - DONKIN |  |  |  | 1 | 1 | 0 | 0 | 0 | 0 |  | 0 | 0 |  | 0 | 0 |  | Overstocked
Laser Cutting - TB 630-800 | Program TB 630-800 | FM - DONKIN |  |  |  | 1 | 1 | 0 | 0 | 0 | 0 |  | 0 | 0 |  | 0 | 0 |  | Overstocked
Laser Cutting-Axial P1 | Axial Program 1 Cover | FM - FABRICATION |  | 1 | 0.03 | 1 | 1 | 1 | 0 | 1 | 2 |  | 0 | 1 | ULTIMATENG (PTY) LTD | 0 | 1 |  | Under ROP
Laser Cutting-Axial P3 | Axial Program 3 Covers | FM - FABRICATION |  | 1 | 0.03 | 1 | 1 | 1 | 0 | 1 | 2 |  | 0 | 1 | ULTIMATENG (PTY) LTD | 0 | 1 |  | Under ROP
Laser Cutting-B | Program Buffalo | FM - DONKIN |  | 0.75 | 0.46 | 1 | 1 | 1 | 0 | 1 | 2 |  | 0 | 0 | ULTIMATENG (PTY) LTD | 0 | 0 |  | Overstocked
Laser Cutting-Bends | Laser Cutting Bends | FM - FABRICATION | 5 | 42 | 0.03 | 1 | 1 | 42 | 1 | 43 | 85 |  | 0 | 43 | ULTIMATENG (PTY) LTD | 0 | 43 | 215 | Under ROP
Laser Cutting-P1000 | Program 1000 - 4mm | FM - DONKIN |  | 1.5 | 0.33 | 1 | 1 | 2 | 0 | 2 | 4 |  | 0 | 0 | ULTIMATENG (PTY) LTD | 0 | 0 |  | Healthy
Laser Cutting-P3 | Program 3 | FM - DONKIN |  | 3.33 | 0.32 | 1 | 1 | 3 | 1 | 4 | 7 |  | 0 | 0 | ULTIMATENG (PTY) LTD | 0 | 0 |  | Healthy
Laser Cutting-P4 | Program 4 | FM - DONKIN |  | 2.67 | 0.35 | 1 | 1 | 3 | 1 | 4 | 7 |  | 0 | 4 | ULTIMATENG (PTY) LTD | 0 | 4 |  | Under ROP
Laser Cutting-P5 | Program 5 | CONSUMABLES |  | 1 | 0.69 | 1 | 1 | 1 | 1 | 2 | 3 |  | 0 | 3 | ULTIMATENG (PTY) LTD | 0 | 3 |  | Under ROP
Laser Cutting-P6 | Program 6 | CONSUMABLES |  | 2 | 0.69 | 1 | 1 | 2 | 1 | 3 | 5 |  | 0 | 5 | ULTIMATENG (PTY) LTD | 0 | 5 |  | Under ROP
Laser Cutting-P900 | Program 900 - 4mm | FM - DONKIN |  | 1.5 | 0.33 | 1 | 1 | 2 | 0 | 2 | 4 |  | 0 | 0 | ULTIMATENG (PTY) LTD | 0 | 0 |  | Healthy
Laser Cutting-S | Strips | CASING |  | 2 | 0.2 | 1 | 1 | 2 | 0 | 2 | 4 |  | 0 | 4 | ULTIMATENG (PTY) LTD | 0 | 4 |  | Under ROP
M10 DIN 934 GRADE 8.8 HEX NUT Z/BLUE 10 934 GR8 ZB | M10 DIN 934 GRADE 8.8 HEX NUT Z/BLUE 10 934 GR8 ZB | FASTENERS | 0.65 | 71.9 | 0.36 | 1 | 1 | 72 | 26 | 98 | 170 |  | 0 | 0 | M&D SPECIALISED FASTENERS (PTY) LTD | 0 | 0 | 0 | Overstocked
M10 FLAT WASHER | M10 FLAT WASHER DIN 125A ZINC BLUE (10 .5i/dx20o/dxthk) 10 125A ZB | FASTENERS | 0.2 |  | 1 | 0.5 | 1 | 100 | 200 | 300 | 500 |  | 0 | 0 |  | 0 | 0 | 0 | Overstocked
M10 FLAT WASHER (10 .5i/dx20o/dxthk) S/S A2 | M10 Flat Washer S/S A2 | FASTENERS | 0.4 | 32.73 | 0.8 | 1 | 1 | 33 | 26 | 59 | 92 |  | 0 | 0 | M&D SPECIALISED FASTENERS (PTY) LTD | 0 | 0 | 0 | Overstocked
M10 FLAT WASHER DIN 125A ZINC BLUE (10 .5i/dx20o/dxthk) 10 125A ZB | M10 FLAT WASHER DIN 125A ZINC BLUE (10 .5i/dx20o/dxthk) 10 125A ZB | FASTENERS | 0.2 | 163.81 | 0.25 | 1 | 1 | 164 | 41 | 205 | 369 |  | 0 | 0 | M&D SPECIALISED FASTENERS (PTY) LTD | 0 | 0 | 0 | Overstocked
M10 HEX NUT ZB | M10 DIN 934 GRADE 8.8 HEX NUT Z/BLUE 10 934 GR8 ZB | FASTENERS | 0.65 |  | 1 | 0.5 | 1 | 50 | 100 | 150 | 250 |  | 0 | 0 |  | 0 | 0 | 0 | Overstocked
M10 Nylock Nut | M10 Nylock Nut Zinc Blue(Silver) | FASTENERS | 1.8 | 44.62 | 0.55 | 0.5 | 1 | 22 | 25 | 47 | 92 |  | 0 | 0 | M&D SPECIALISED FASTENERS (PTY) LTD | 0 | 0 | 0 | Overstocked
M10*1 M/S THREADED ROD Z/BLUE 10X1 975 ZB | M10*1 M/S THREADED ROD Z/BLUE 10X1 975 ZB | FASTENERS | 20 | 0.38 | 0.76 | 1 | 1 | 0 | 0 | 0 | 0 |  | 0 | 0 | M&D SPECIALISED FASTENERS (PTY) LTD | 0 | 0 | 0 | Overstocked
M10*16 | M10*16 HT HEX SET SCREW | FASTENERS | 1.8 | 93.33 | 0.12 | 1 | 1 | 93 | 11 | 104 | 197 |  | 0 | 0 | M&D SPECIALISED FASTENERS (PTY) LTD | 0 | 0 | 0 | Overstocked
M10*25 HT HEX SET SCREW Z/BLUE 10X25 933 8.8 ZB | M10*25 HT HEX SET SCREW Z/BLUE 10X25 933 8.8 ZB | FASTENERS | 1.8 | 59.52 | 0.39 | 1 | 1 | 60 | 23 | 83 | 143 |  | 0 | 0 | M&D SPECIALISED FASTENERS (PTY) LTD | 0 | 0 | 0 | Overstocked
M10*25 HT HEX SET SCREW ZB | M10*25 HT HEX SET SCREW Z/BLUE 10X25 933 8.8 ZB | FASTENERS | 1.8 |  | 1 | 0.5 | 1 | 50 | 100 | 150 | 250 |  | 0 | 0 |  | 0 | 0 | 0 | Overstocked
M10X25 | HEX SET SCREW - S/S 304 - A2 | FASTENERS | 1.8 | 43.64 | 0.1 | 1 | 1 | 44 | 4 | 48 | 92 |  | 0 | 0 | M&D SPECIALISED FASTENERS (PTY) LTD | 0 | 0 | 0 | Overstocked
M10X25X2 FLAT WASHER | M10X25X2 FLAT WASHER Z/BLUE 10X25X2 OLD ZB | FASTENERS | 0.5 |  | 1 | 0.5 | 1 | 100 | 200 | 300 | 500 |  | 0 | 0 |  | 0 | 0 | 0 | Overstocked
M10X25X2 FLAT WASHER Z/BLUE 10X25X2 OLD ZB | M10X25X2 FLAT WASHER Z/BLUE 10X25X2 OLD ZB | FASTENERS | 0.5 | 169.05 | 0.29 | 1 | 1 | 169 | 49 | 218 | 387 |  | 0 | 0 | M&D SPECIALISED FASTENERS (PTY) LTD | 0 | 0 | 0 | Overstocked
M10X35 | M10X35 HT HEX SET SCREWS | FASTENERS | 1.8 | 26.15 | 0.07 | 0.5 | 1 | 13 | 2 | 15 | 41 |  | 0 | 0 | M&D SPECIALISED FASTENERS (PTY) LTD | 0 | 0 | 0 | Overstocked
M10X40 | M10X40 HT HEX SET SCREWS | FASTENERS | 4 | 60 | 0.82 | 0.5 | 1 | 30 | 49 | 79 | 139 |  | 0 | 0 | M&D SPECIALISED FASTENERS (PTY) LTD | 0 | 0 | 0 | Overstocked
M10X45 | M10X45 HT HEX SET SCREWS | FASTENERS | 2.6 | 55.56 | 0.1 | 0.5 | 1 | 28 | 6 | 34 | 90 |  | 0 | 0 | M&D SPECIALISED FASTENERS (PTY) LTD | 0 | 0 | 0 | Overstocked
M10X65 | M10X65 HT HEX SET SCREWS | FASTENERS | 4 | 15.56 | 0.59 | 0.5 | 1 | 8 | 9 | 17 | 33 |  | 0 | 0 | M&D SPECIALISED FASTENERS (PTY) LTD | 0 | 0 | 0 | Overstocked
M12 | HEX NUT ZINC BLUE | FASTENERS | 1 | 164.71 | 0.26 | 1 | 1 | 165 | 43 | 208 | 373 |  | 0 | 0 | M&D SPECIALISED FASTENERS (PTY) LTD | 0 | 0 | 0 | Overstocked
M12 S/S | M12 FLAT WASHER - S/S A2 - 304 | FASTENERS | 0.8 | 26.67 | 1.51 | 1 | 1 | 27 | 40 | 67 | 94 |  | 0 | 0 | M&D SPECIALISED FASTENERS (PTY) LTD | 0 | 0 | 0 | Overstocked
M12*120 | HEX SET SCREW |  | 0 |  |  | 1 | 1 | 0 | 0 | 0 | 0 |  | 0 | 0 |  | 0 | 0 | 0 | Under ROP
M12*20 HT HEX SET SCREW Z/BLUE 12X20 933 8.8 ZB | M12*20 HT HEX SET SCREW Z/BLUE 12X20 933 8.8 ZB | FASTENERS | 3 | 34.29 | 0.55 | 1 | 1 | 34 | 19 | 53 | 87 |  | 0 | 0 | M&D SPECIALISED FASTENERS (PTY) LTD | 0 | 0 | 0 | Overstocked
M12*20 HT HEX SET SCREW ZB | M12*20 HT HEX SET SCREW Z/BLUE 12X20 933 8.8 ZB | FASTENERS | 3 |  | 1 | 0.5 | 1 | 25 | 50 | 75 | 125 |  | 0 | 0 |  | 0 | 0 | 0 | Healthy
M12*40 | M12*40 HT HEX NUT Z/BLUE | FASTENERS | 6 | 43.33 | 0.54 | 1 | 1 | 43 | 23 | 66 | 109 |  | 0 | 0 | M&D SPECIALISED FASTENERS (PTY) LTD | 0 | 0 | 0 | Overstocked
M12*40*3 Flat Washer ZB | M12*40*3 Flat Washer ZB | FASTENERS |  |  |  | 1 | 1 | 0 | 0 | 0 | 0 |  | 0 | 0 | M&D SPECIALISED FASTENERS (PTY) LTD | 0 | 0 |  | Under ROP
M12*60 | M12X60 HT HEX SET SCREW Z/BLUE -Silver | FASTENERS | 8 | 42.22 | 0.12 | 1 | 1 | 42 | 5 | 47 | 89 |  | 0 | 0 | M&D SPECIALISED FASTENERS (PTY) LTD | 0 | 0 | 0 | Overstocked
M12*90 | HEX SET SCREW | FASTENERS | 5.9 | 83.75 | 0.16 | 1 | 1 | 84 | 13 | 97 | 181 |  | 0 | 0 | M&D SPECIALISED FASTENERS (PTY) LTD | 0 | 0 | 0 | Overstocked
M12X16 | M12X16 HT HEX SET SCREWS | FASTENERS | 0.3 | 100 | 0.06 | 0.5 | 1 | 50 | 6 | 56 | 156 |  | 0 | 0 | M&D SPECIALISED FASTENERS (PTY) LTD | 0 | 0 | 0 | Overstocked
M12X25 | M12*25 HT HEX SET SCREW Z/BLUE 12X25 933 8.8 ZB | FASTENERS | 3 | 86.67 | 0.12 | 0.5 | 1 | 43 | 10 | 53 | 140 |  | 0 | 0 | M&D SPECIALISED FASTENERS (PTY) LTD | 0 | 0 | 0 | Overstocked
M12X30X3 FLAT WASHER Z/BLUE 12X30X3 OLD ZB | M12X30X3 FLAT WASHER Z/BLUE 12X30X3 OLD ZB | FASTENERS | 0.8 | 214.29 | 0.22 | 1 | 1 | 214 | 47 | 261 | 475 |  | 0 | 0 | M&D SPECIALISED FASTENERS (PTY) LTD | 0 | 0 | 0 | Overstocked
M12X30X3 FLAT WASHER ZB | M12X30X3 FLAT WASHER Z/BLUE | FASTENERS | 0.8 |  | 1 | 0.5 | 1 | 100 | 200 | 300 | 500 |  | 0 | 277 |  | 0 | 277 | 221.6 | Under ROP
M12X35 | M12X35 HT Hex Set Screws | FASTENERS | 3 | 24 | 0.1 | 0.5 | 1 | 12 | 2 | 14 | 38 |  | 0 | 0 | M&D SPECIALISED FASTENERS (PTY) LTD | 0 | 0 | 0 | Overstocked
M14 FLAT WASHER DIN 125A ZINC BLUE (15i / d X 28o/d X 2.5thk) 14 125A ZB | M14 FLAT WASHER DIN 125A ZINC BLUE (15i / d X 28o/d X 2.5thk) 14 125A ZB | FASTENERS | 0.6 | 1.58 | 0 | 1 | 1 | 2 | 0 | 2 | 4 |  | 0 | 0 | M&D SPECIALISED FASTENERS (PTY) LTD | 0 | 0 | 0 | Overstocked
M14 FLAT WASHER ZB | M14x30x3 FLAT WASHER Z/BLUE | FASTENERS | 0 | 100 | 0.13 | 1 | 1 | 100 | 13 | 113 | 213 |  | 0 | 213 | M&D SPECIALISED FASTENERS (PTY) LTD | 0 | 213 | 0 | Under ROP
M14 HT NYLOCK NUT | M14 HT NYLOCK NUT 14 985 GR8 | FASTENERS | 1.3 |  | 1 | 0.5 | 1 | 25 | 50 | 75 | 125 |  | 0 | 125 |  | 0 | 125 | 162.5 | Under ROP
M14 HT NYLOCK NUT 14 985 GR8 | M14 HT NYLOCK NUT 14 985 GR8 | FASTENERS | 1.3 | 14.74 | 0.07 | 1 | 1 | 15 | 1 | 16 | 31 |  | 0 | 0 | M&D SPECIALISED FASTENERS (PTY) LTD | 0 | 0 | 0 | Overstocked
M14*50 HT HEX SET SCREW Z/BLUE 14X50 933 8 . 8 ZB | M14*50 HT HEX SET SCREW Z/BLUE 14X50 933 8 . 8 ZB | FASTENERS | 8 | 1.58 | 0 | 1 | 1 | 2 | 0 | 2 | 4 |  | 0 | 0 | M&D SPECIALISED FASTENERS (PTY) LTD | 0 | 0 | 0 | Overstocked
M14X65 Hex Set Screw | M14*65 HT HEX SET SCREW Z/BLUE | FASTENERS | 0 | 100 | 0.13 | 1 | 1 | 100 | 13 | 113 | 213 |  | 0 | 213 | M&D SPECIALISED FASTENERS (PTY) LTD | 0 | 213 | 0 | Under ROP
M16 FLAT WASHER ZB | M16 FLAT WASHER DIN 125A ZINC BLUE (17i/d X 30o/d 3thk) 16 125A ZB | FASTENERS | 0.8 |  | 1 | 0.5 | 1 | 150 | 300 | 450 | 750 |  | 0 | 0 |  | 0 | 0 | 0 | Healthy
M16 FLAT WASHER DIN (17i/d X 30o/d 3thk) S/S A2 | M16 FLAT WASHER DIN (17i/d x 30o/d X 3thk) S/S A2 | FASTENERS | 1.3 | 32.73 | 0.8 | 1 | 1 | 33 | 26 | 59 | 92 |  | 0 | 0 | M&D SPECIALISED FASTENERS (PTY) LTD | 0 | 0 | 0 | Overstocked
M16 FLAT WASHER DIN 125A ZINC BLUE (17i/d X 30o/d 3thk) 16 125A ZB | M16 FLAT WASHER DIN 125A ZINC BLUE (17i/d X 30o/d 3thk) 16 125A ZB | FASTENERS | 0.8 | 303.9 | 0.2 | 1 | 1 | 304 | 61 | 365 | 669 |  | 0 | 0 | M&D SPECIALISED FASTENERS (PTY) LTD | 0 | 0 | 0 | Overstocked
M16 GR8 HEX NUT Z/BLUE 16 934 GR8 ZB | M16 GR8 HEX NUT Z/BLUE 16 934 GR8 ZB | FASTENERS | 1.8 | 220.19 | 0.22 | 1 | 1 | 220 | 48 | 268 | 488 |  | 0 | 0 | M&D SPECIALISED FASTENERS (PTY) LTD | 0 | 0 | 0 | Overstocked
M16 HEX | M16 HEX NUT HOT DIP GALV | FASTENERS | 2 | 0.19 | 0.07 | 1 | 1 | 0 | 0 | 0 | 0 |  | 0 | 0 | M&D SPECIALISED FASTENERS (PTY) LTD | 0 | 0 | 0 | Overstocked
M16 HEX NUT ZB | M16 GR8 HEX NUT Z/BLUE 16 934 GR8 ZB | FASTENERS | 1.8 |  | 1 | 0.5 | 1 | 125 | 250 | 375 | 625 |  | 0 | 462 |  | 0 | 462 | 831.6 | Under ROP
M16 HT NYLOCK NUT | M16 HT NYLOCK NUT | FASTENERS | 1.8 |  | 1 | 0.5 | 1 | 25 | 50 | 75 | 125 |  | 0 | 0 |  | 0 | 0 | 0 | Overstocked
M16 LOCK NUT | M16 HT LOCK NUT | FASTENERS | 1.8 | 42.86 | 0.07 | 1 | 1 | 43 | 3 | 46 | 89 |  | 0 | 0 | M&D SPECIALISED FASTENERS (PTY) LTD | 0 | 0 | 0 | Overstocked
M16*1 | MM16*1 M/S THREADED ROD Z/BLUE - 16*1 975 ZB | FASTENERS | 75 | 3 | 0.26 | 1 | 1 | 3 | 1 | 4 | 7 |  | 0 | 0 | M&D SPECIALISED FASTENERS (PTY) LTD | 0 | 0 | 0 | Overstocked
M16*110 | M16*110 GR8.8 HEX BOLT HOT | FASTENERS | 20 | 0.19 | 0.07 | 1 | 1 | 0 | 0 | 0 | 0 |  | 0 | 0 | M&D SPECIALISED FASTENERS (PTY) LTD | 0 | 0 | 0 | Overstocked
M16*110 HT SET SCREW 16X110 933 8.8 | M16*110 HT SET SCREW 16X110 933 8.8 |  | 0 |  |  | 1 | 1 | 0 | 0 | 0 | 0 |  | 0 | 0 |  | 0 | 0 | 0 | Under ROP
M16*120 HT HEX SET SCREW | M16*120 HT HEX SET SCREW 16X120 933 8.8 | FASTENERS | 18 | 61.9 | 0.37 | 0.5 | 1 | 31 | 23 | 54 | 116 |  | 0 | 0 | M&D SPECIALISED FASTENERS (PTY) LTD | 0 | 0 | 0 | Overstocked
M16*16 | M16*16 Hex Set Screws | FASTENERS | 5.8 |  | 1 | 0.5 | 1 | 50 | 100 | 150 | 250 |  | 0 | 0 |  | 0 | 0 | 0 | Healthy
M16*20 | M16*20 Hex Set Screws | FASTENERS | 10 | 30 | 0.08 | 1 | 1 | 30 | 2 | 32 | 62 |  | 0 | 0 | M&D SPECIALISED FASTENERS (PTY) LTD | 0 | 0 | 0 | Overstocked
M16*25 | M16*25 Hex Set Screws | FASTENERS | 0.65 |  | 1 | 0.5 | 1 | 25 | 50 | 75 | 125 |  | 0 | 0 |  | 0 | 0 | 0 | Overstocked
M16*40 HT HEX SET SCREW 8 . 8 Z/BLUE 16X40 933 8 . 8 ZB | M16*40 HT HEX SET SCREW 8 . 8 Z/BLUE 16X40 933 8 . 8 ZB | FASTENERS | 6 | 16.84 | 0.05 | 1 | 1 | 17 | 1 | 18 | 35 |  | 0 | 0 | M&D SPECIALISED FASTENERS (PTY) LTD | 0 | 0 | 0 | Overstocked
M16X1 THREADED ROD ZB | M16X1 THREADED ROD 8 . 8 ZINC BLUE 16X1 975 8 .8 ZB | FASTENERS | 75 |  | 1 | 0.5 | 1 | 1 | 2 | 3 | 5 |  | 0 | 0 |  | 0 | 0 | 0 | Healthy
M16X110 HT SET SCREW 16X110 933 8.8 | M16X110 HT SET SCREW 16X110 933 8.8 | FASTENERS | 20 | 0.48 | 1.64 | 1 | 1 | 0 | 1 | 1 | 1 |  | 0 | 0 | M&D SPECIALISED FASTENERS (PTY) LTD | 0 | 0 | 0 | Overstocked
M16X130 HT | M16X130 HT SET SCREW MECH | FASTENERS | 65 | 0.1 | 0.07 | 1 | 1 | 0 | 0 | 0 | 0 |  | 0 | 0 | M&D SPECIALISED FASTENERS (PTY) LTD | 0 | 0 | 0 | Overstocked
M16X90 | M16X90 HT HEX SET SCREWS Z/BLUE | FASTENERS | 12 | 50 | 0.03 | 0.5 | 1 | 25 | 2 | 27 | 77 |  | 0 | 0 | M&D SPECIALISED FASTENERS (PTY) LTD | 0 | 0 | 0 | Overstocked
M20 DIN 580 TESTED EYE BOLT GALV M20EYE OLD | M20 DIN 580 TESTED EYE BOLT GALV M20EYE OLD | FASTENERS | 43.15 | 0.38 | 0.46 | 1 | 1 | 0 | 0 | 0 | 0 |  | 0 | 0 | M&D SPECIALISED FASTENERS (PTY) LTD | 0 | 0 | 0 | Overstocked
M20*20 GRUB SCREW Z/BLUE 20X20 916 14.9 ZB | M20*20 GRUB SCREW Z/BLUE 20X20 916 14.9 ZB | FASTENERS | 8 | 0.05 | 0 | 1 | 1 | 0 | 0 | 0 | 0 |  | 0 | 0 | M&D SPECIALISED FASTENERS (PTY) LTD | 0 | 0 | 0 | Overstocked
M5 HT NUT Z/BLUE 5 934 GR8 ZB | M5 HT NUT Z/BLUE 5 934 GR8 ZB | FASTENERS | 0.15 | 76.32 | 0.11 | 1 | 1 | 76 | 8 | 84 | 160 |  | 0 | 0 | M&D SPECIALISED FASTENERS (PTY) LTD | 0 | 0 | 0 | Overstocked
M5*16 HT HEX SET SCREW Z/BLUE 5X16 933 8.8 ZB | M5*16 HT HEX SET SCREW Z/BLUE 5X16 933 8.8 ZB | FASTENERS | 0.3 | 95.79 | 0.07 | 1 | 1 | 96 | 7 | 103 | 199 |  | 0 | 0 | M&D SPECIALISED FASTENERS (PTY) LTD | 0 | 0 | 0 | Overstocked
M5*16 HT HEX SET SCREW ZB | M5*16 HT HEX SET SCREW Z/BLUE 5X16 933 8.8 ZB | FASTENERS | 0.4 |  | 1 | 0.5 | 1 | 25 | 50 | 75 | 125 |  | 0 | 84 |  | 0 | 84 | 33.6 | Under ROP
M5*45 HT HEX SET SCREW | M5*45 HT HEX SET SCREW 5X45 933 8 . 8 | FASTENERS | 1 |  | 1 | 0.5 | 1 | 25 | 50 | 75 | 125 |  | 0 | 0 |  | 0 | 0 | 0 | Overstocked
M5*45 HT HEX SET SCREW 5X45 933 8 . 8 | M5*45 HT HEX SET SCREW 5X45 933 8 . 8 | FASTENERS | 1 | 14.44 | 0.28 | 1 | 1 | 14 | 4 | 18 | 32 |  | 0 | 0 | M&D SPECIALISED FASTENERS (PTY) LTD | 0 | 0 | 0 | Overstocked
M5001- | Majax-2 500 20.C.8 Mancooler c/w 2.2 kW 2P 525V With Start/Stop Box | FM - DONKIN |  | 0.07 | 0.69 | 1 | 1 | 0 | 0 | 0 | 0 |  | 0 | 0 | Air Speration | 0 | 0 |  | Overstocked
M5X16X1.5 | HT Flat washer | FASTENERS | 0.15 | 75 | 0.09 | 1 | 1 | 75 | 7 | 82 | 157 |  | 0 | 0 | M&D SPECIALISED FASTENERS (PTY) LTD | 0 | 0 | 0 | Overstocked
M5X16X1.5 Flat washer | M5X16X1.5 HT Flat washer | FASTENERS | 0.15 |  | 1 | 0.5 | 1 | 25 | 50 | 75 | 125 |  | 0 | 0 |  | 0 | 0 | 0 | Overstocked
M5X25 | HEX SET SCREW - S/S 304 - A2 | FASTENERS | 0.9 | 21.82 | 0.07 | 1 | 1 | 22 | 2 | 24 | 46 |  | 0 | 0 | M&D SPECIALISED FASTENERS (PTY) LTD | 0 | 0 | 0 | Overstocked
M6 (6.4 X12X1.6) FLAT WASHER DIN 125A ZINC BLUE | M6 (6.4 X12X1.6) FLAT WASHER DIN 125A ZINC BLUE | FASTENERS | 0.08 | 271.43 | 0.34 | 1 | 1 | 271 | 92 | 363 | 634 |  | 0 | 0 | M&D SPECIALISED FASTENERS (PTY) LTD | 0 | 0 | 0 | Overstocked
M6 FLAT WASHER ZB | M6 (6.4 X12X1.6) FLAT WASHER DIN 125A ZINC BLUE | FASTENERS | 0.08 |  | 1 | 0.5 | 1 | 130 | 260 | 390 | 650 |  | 0 | 458 |  | 0 | 458 | 36.64 | Under ROP
M6 HT HEX NUT Z/BLUE 6 934 GR8 ZB | M6 HT HEX NUT Z/BLUE 6 934 GR8 ZB | FASTENERS | 0.12 | 38.1 | 0.19 | 1 | 1 | 38 | 7 | 45 | 83 |  | 0 | 0 | M&D SPECIALISED FASTENERS (PTY) LTD | 0 | 0 | 0 | Overstocked
M6 HT HEX NUT ZB | M6 HT HEX NUT Z/BLUE 6 934 GR8 ZB | FASTENERS | 0.12 |  | 1 | 0.5 | 1 | 25 | 50 | 75 | 125 |  | 0 | 0 |  | 0 | 0 | 0 | Overstocked
M6 HT NYLOCK NUT | M6 HT NYLOCK NUT | FASTENERS | 0.2 | 135.71 | 0.42 | 1 | 1 | 136 | 57 | 193 | 329 |  | 0 | 0 | M&D SPECIALISED FASTENERS (PTY) LTD | 0 | 0 | 0 | Overstocked
M6*16 CSK ALLEN CAP SCREW MECHANICAL YELLOW 6X16 7991 10.9 MY | M6*16 CSK ALLEN CAP SCREW MECHANICAL YELLOW 6X16 7991 10.9 MY | FASTENERS | 6 | 1.5 | 0.3 | 1 | 1 | 2 | 0 | 2 | 4 |  | 0 | 0 | M&D SPECIALISED FASTENERS (PTY) LTD | 0 | 0 | 0 | Overstocked
M6*16 HT HEX SET SCREW | M6*16 HT HEX SET SCREW ENVIROPAS 6X16 933 8.8 EN | FASTENERS | 0.6 |  | 1 | 0.5 | 1 | 25 | 50 | 75 | 125 |  | 0 | 0 |  | 0 | 0 | 0 | Overstocked
M6*16 HT HEX SET SCREW ENVIROPAS 6X16 933 8.8 EN | M6*16 HT HEX SET SCREW ENVIROPAS 6X16 933 8.8 EN | FASTENERS | 0.6 | 47.62 | 0.21 | 1 | 1 | 48 | 10 | 58 | 106 |  | 0 | 0 | M&D SPECIALISED FASTENERS (PTY) LTD | 0 | 0 | 0 | Overstocked
M6*25 | M6*25 HT HEX SET SCREW S/S A2 | FASTENERS | 3 | 27.27 | 0.1 | 0.5 | 1 | 14 | 3 | 17 | 44 |  | 0 | 0 | M&D SPECIALISED FASTENERS (PTY) LTD | 0 | 0 | 0 | Overstocked
M6*25 HT HEX SET SCREW Z/B | M6*25 HT HEX SET SCREW Z/BLUE | FASTENERS | 0.65 |  | 1 | 0.5 | 1 | 78 | 155 | 233 | 388 |  | 0 | 0 |  | 0 | 0 | 0 | Overstocked
M6*25 HT HEX SET SCREW Z/BLUE | M6*25 HT HEX SET SCREW Z/BLUE | FASTENERS | 0.65 | 147.62 | 0.53 | 1 | 1 | 148 | 78 | 226 | 374 |  | 0 | 0 | M&D SPECIALISED FASTENERS (PTY) LTD | 0 | 0 | 0 | Overstocked
M6*35 HT SET SCREW Z/BLUE 6X35 933 8.8 ZB | M6*35 HT SET SCREW Z/BLUE 6X35 933 8.8 ZB | FASTENERS | 0.8 | 44.44 | 0.25 | 1 | 1 | 44 | 11 | 55 | 99 |  | 0 | 0 | M&D SPECIALISED FASTENERS (PTY) LTD | 0 | 0 | 0 | Overstocked
M6*35 HT SET SCREW ZB | M6*35 HT SET SCREW Z/BLUE 6X35 933 8.8 ZB | FASTENERS | 0.8 |  | 1 | 0.5 | 1 | 25 | 50 | 75 | 125 |  | 0 | 85 |  | 0 | 85 | 68 | Under ROP
M6X20X2 | M6x20x2 - Flat Washer Zinc Blue | Accessories | 0.3 | 123.08 | 0.09 | 1 | 1 | 123 | 11 | 134 | 257 |  | 0 | 0 | M&D SPECIALISED FASTENERS (PTY) LTD | 0 | 0 | 0 | Overstocked
M6X20X2 FLAT WASHER ZB | M6x20x2 - Flat Washer Zinc Blue | FASTENERS | 0.3 |  | 1 | 0.5 | 1 | 40 | 80 | 120 | 200 |  | 0 | 0 |  | 0 | 0 | 0 | Overstocked
M8 . 4*20*3 FLAT WASHER Z/BLUE 8X20X3 OLD ZB | M8 . 4*20*3 FLAT WASHER Z/BLUE 8X20X3 OLD ZB | FASTENERS | 1.8 | 33.33 | 0.66 | 1 | 1 | 33 | 22 | 55 | 88 |  | 0 | 0 | M&D SPECIALISED FASTENERS (PTY) LTD | 0 | 0 | 0 | Overstocked
M8 . 4*20*3 FLAT WASHER ZB | M8 . 4*20*3 FLAT WASHER Z/BLUE 8X20X3 OLD ZB | FASTENERS | 1.8 |  | 1 | 0.5 | 1 | 25 | 50 | 75 | 125 |  | 0 | 0 |  | 0 | 0 | 0 | Overstocked
M8 ANCHOR BOLTS | M8 ANCHOR BOLTS | FASTENERS | 5 | 2.22 | 1.41 | 1 | 1 | 2 | 3 | 5 | 7 |  | 0 | 0 | M&D SPECIALISED FASTENERS (PTY) LTD | 0 | 0 | 0 | Overstocked
M8 FLAT WASHER DIN 125A ZINC BLUE (8 . 4ID*16OD*1.6THICK) 8 125A ZB | M8 FLAT WASHER DIN 125A ZINC BLUE (8 . 4ID*16OD*1.6THICK) 8 125A ZB | FASTENERS | 0.12 | 121.05 | 0.09 | 1 | 1 | 121 | 11 | 132 | 253 |  | 0 | 0 | M&D SPECIALISED FASTENERS (PTY) LTD | 0 | 0 | 0 | Overstocked
M8 FLAT WASHER ZB | M8 FLAT WASHER DIN 125A ZINC BLUE (8 . 4ID*16OD*1.6THICK) 8 125A ZB | FASTENERS | 0.12 |  | 1 | 0.5 | 1 | 58 | 115 | 173 | 288 |  | 0 | 0 |  | 0 | 0 | 0 | Overstocked
M8 HEX NUT ZB | M8 HEX NUT ZINC/BLUE | FASTENERS | 0.4 |  | 1 | 0.5 | 1 | 25 | 50 | 75 | 125 |  | 0 | 0 |  | 0 | 0 | 0 | Overstocked
M8 HT NYLOCK NUT | M8 HT NYLOCK NUT 8 985 GR8 | FASTENERS | 0.3 |  | 1 | 0.5 | 1 | 50 | 100 | 150 | 250 |  | 0 | 0 |  | 0 | 0 | 0 | Overstocked
M8 HT NYLOCK NUT 8 985 GR8 | M8 HT NYLOCK NUT 8 985 GR8 | FASTENERS | 0.3 | 97.37 | 0.13 | 1 | 1 | 97 | 13 | 110 | 207 |  | 0 | 0 | M&D SPECIALISED FASTENERS (PTY) LTD | 0 | 0 | 0 | Overstocked
M8 NUT | M8 HEX NUT ZINC/BLUE | FASTENERS | 0.4 | 38.89 | 0.07 | 1 | 1 | 39 | 3 | 42 | 81 |  | 0 | 0 | M&D SPECIALISED FASTENERS (PTY) LTD | 0 | 0 | 0 | Overstocked
M8*16 | M8*16 HT SET SCREW S/S A2 | FASTENERS | 1.2 | 27.27 | 0.1 | 1 | 1 | 27 | 3 | 30 | 57 |  | 0 | 0 | M&D SPECIALISED FASTENERS (PTY) LTD | 0 | 0 | 0 | Overstocked
M8*16 HT SET SCREW Z/BLUE | M8*16 HT SET SCREW Z/BLUE | FASTENERS | 0.9 | 75.71 | 0.18 | 0.5 | 1 | 38 | 14 | 52 | 128 |  | 0 | 0 | M&D SPECIALISED FASTENERS (PTY) LTD | 0 | 0 | 0 | Overstocked
M8*25 HT HEX 8 . 8 SET SCREW Z/BLUE 8X25 933 8 . 8 ZB | M8*25 HT HEX 8 . 8 SET SCREW Z/BLUE 8X25 933 8 . 8 ZB | FASTENERS | 1 | 36.84 | 0.11 | 1 | 1 | 37 | 4 | 41 | 78 |  | 0 | 0 | M&D SPECIALISED FASTENERS (PTY) LTD | 0 | 0 | 0 | Overstocked
M8*25 HT HEX 8.8 SET SCREW | M8*25 HT HEX 8 . 8 SET SCREW Z/BLUE 8X25 933 8 . 8 ZB | FASTENERS | 1 |  | 1 | 0.5 | 1 | 25 | 50 | 75 | 125 |  | 0 | 0 |  | 0 | 0 | 0 | Healthy
M8X25 | HEX SET SCREW - S/S 304 - A2 | FASTENERS | 1.5 | 21.82 | 0.07 | 1 | 1 | 22 | 2 | 24 | 46 |  | 0 | 0 | M&D SPECIALISED FASTENERS (PTY) LTD | 0 | 0 | 0 | Overstocked
M8X70 | M8X70 HT HEX SET SCREWS ZINC/BLUE | FASTENERS | 2 | 57.78 | 0.1 | 0.5 | 1 | 29 | 6 | 35 | 93 |  | 0 | 0 | M&D SPECIALISED FASTENERS (PTY) LTD | 0 | 0 | 0 | Overstocked
M8X75 | M8X75 HT HEX SET SCREWS ZINC/BLUE | FASTENERS | 2 |  | 1 | 0.5 | 1 | 5 | 10 | 15 | 25 |  | 0 | 0 |  | 0 | 0 | 0 | Healthy
MANUFACTURE RAW CASINGS | RAW CASING | FM - CASING |  | 15.67 | 0.35 | 1 | 1 | 16 | 5 | 21 | 37 |  | 0 | 0 | TS TELEKI T/A VENT SYSTEM AND PROJECTS | 0 | 0 |  | Overstocked
MB1000 | 1000Diam Mounting Brackets (4 per set) | FM - MBRACKET | 264.6881 |  | 1 | 0.5 | 1 | 1 | 2 | 3 | 5 |  | 0 | 2 |  | 0 | 2 | 529.38 | Under ROP
MB1000HD | 1000Diam Mounting Brackets Heavy Duty (4 per set) | FM - MBRACKET | 311 |  | 1 | 0.5 | 1 | 0 | 0 | 0 | 0 |  | 0 | 0 |  | 0 | 0 | 0 | Overstocked
MB1000UG | 1000diam mounting brackets Ungalvanized (4 per set) | FM - DONKIN | 0 | 6 | 0.33 | 1 | 1 | 6 | 2 | 8 | 14 |  | 0 | 0 | ULTIMATENG (PTY) LTD | 0 | 0 | 0 | Healthy
MB315 | 315Diam Mounting Brackets (4 per set) | FM - MBRACKET | 141.6081 | 0.08 | 1.18 | 0.5 | 1 | 0 | 0 | 0 | 0 |  | 0 | 0 | CFW Fans (Pty) Ltd | 0 | 0 | 0 | Overstocked
MB315UG | 315Diam Mounting Brackets Ungalvanised (4 per set) | FM - MBRACKET | 31.96 |  | 1 | 0.5 | 1 | 0 | 0 | 0 | 0 |  | 0 | 0 |  | 0 | 0 | 0 | Under ROP
MB400 | 400Diam Mounting Brackets (4 per set) | FM - MBRACKET | 144.4481 | 0.08 | 1.18 | 0.5 | 1 | 0 | 0 | 0 | 0 |  | 0 | 0 | CFW Fans (Pty) Ltd | 0 | 0 | 0 | Overstocked
MB400UG | 400Diam Mounting Brackets Ungalvanised (4 per set) | FM - MBRACKET | 32.67 |  | 1 | 0.5 | 1 | 0 | 0 | 0 | 0 |  | 0 | 0 |  | 0 | 0 | 0 | Under ROP
MB500 | 500Diam Mounting Brackets (4 per set) | FM - MBRACKET | 159.8481 | 0.04 | 1.18 | 0.5 | 1 | 0 | 0 | 0 | 0 |  | 0 | 0 | CFW Fans (Pty) Ltd | 0 | 0 | 0 | Overstocked
MB500UG | 500Diam Mounting Brackets Ungalvanised (4 per set) | FM - MBRACKET | 36.52 |  | 1 | 0.5 | 1 | 0 | 0 | 0 | 0 |  | 0 | 0 |  | 0 | 0 | 0 | Under ROP
MB560 | 560Diam Mounting Brackets (4 per set) | FM - MBRACKET | 169.4081 | 0.04 | 1.18 | 0.5 | 1 | 0 | 0 | 0 | 0 |  | 0 | 0 | CFW Fans (Pty) Ltd | 0 | 0 | 0 | Overstocked
MB560UG | 560Diam Mounting Brackets Ungalvanised (4 per set) | FM - MBRACKET | 38.91 |  | 1 | 0.5 | 1 | 0 | 0 | 0 | 0 |  | 0 | 0 |  | 0 | 0 | 0 | Under ROP
MB630 | 630Diam Mounting Brackets (4 per set) | FM - MBRACKET | 181.1281 | 5 | 0.03 | 0.5 | 1 | 2 | 0 | 2 | 7 |  | 4 | 0 | GALVAGLOW (PTY) LTD | 0 | 0 | 0 | Overstocked
MB630UG | 630Diam Mounting Brackets Ungalvanised (4 per set) | FM - MBRACKET | 41.84 | 8.75 | 0.38 | 0.5 | 1 | 4 | 3 | 7 | 16 |  | 0 | 0 | ULTIMATENG (PTY) LTD | 0 | 0 | 0 | Overstocked
MB710 | 710Diam Mounting Brackets (4 per set) | FM - MBRACKET | 212.6081 | 4.5 | 0.03 | 0.5 | 1 | 2 | 0 | 2 | 6 |  | 5 | 0 | GALVAGLOW (PTY) LTD | 0 | 0 | 0 | Overstocked
MB710UG | 710Diam Mounting Brackets Ungalvanised (4 per set) | FM - MBRACKET | 49.71 | 8 | 0.38 | 0.5 | 1 | 4 | 3 | 7 | 15 |  | 0 | 0 | ULTIMATENG (PTY) LTD | 0 | 0 | 0 | Overstocked
MB800 | 800Diam Mounting Brackets (4 per set) | FM - MBRACKET | 228.8481 | 0.36 | 0.61 | 0.5 | 1 | 0 | 0 | 0 | 0 |  | 6 | 0 | CFW Fans (Pty) Ltd | 0 | 0 | 0 | Overstocked
MB800UG | 800Diam Mounting Brackets Ungalvanised (4 per set) | FM - MBRACKET | 53.77 | 11 | 0.37 | 0.5 | 1 | 6 | 4 | 10 | 21 |  | 0 | 0 | ULTIMATENG (PTY) LTD | 0 | 0 | 0 | Overstocked
MB900 | 900Diam Mounting Brackets (4 per set) | FM - MBRACKET | 247.0081 |  | 1 | 0.5 | 1 | 1 | 2 | 3 | 5 |  | 4 | 0 |  | 0 | 0 | 0 | Under ROP
MB900HD | 900Diam Mounting Brackets Heavy Duty (4 per set) | FM - MBRACKET | 300 |  | 1 | 0.5 | 1 | 0 | 0 | 0 | 0 |  | 0 | 0 |  | 0 | 0 | 0 | Overstocked
MB900UG | 900Diam Mounting Brackets Ungalvanised (4 per set) | FM - MBRACKET | 58.31 | 12 | 0.33 | 0.5 | 1 | 6 | 4 | 10 | 22 |  | 0 | 0 | ULTIMATENG (PTY) LTD | 0 | 0 | 0 | Overstocked
MF | Mounting Feet |  | 0 |  |  | 1 | 1 | 0 | 0 | 0 | 0 |  | 0 | 0 |  | 0 | 0 | 0 | Under ROP
MF125011006 | MFAJAX-3 1250 c/w 11,00KW 6P 380V | FM - DONKIN | 0 |  |  | 1 | 1 | 0 | 0 | 0 | 0 |  | 0 | 0 |  | 0 | 0 | 0 | Under ROP
MF125015006 | MFAJAX-3 1250 c/w 15,00KW 6P 380V | FM - DONKIN | 0 |  |  | 1 | 1 | 0 | 0 | 0 | 0 |  | 0 | 0 |  | 0 | 0 | 0 | Under ROP
MF125018506 | MFAJAX-3 1250 c/w 18,50KW 6P 380V | FM - DONKIN | 0 |  |  | 1 | 1 | 0 | 0 | 0 | 0 |  | 0 | 0 |  | 0 | 0 | 0 | Under ROP
MF12502206 | MFAJAX-3 1250 c/w 2,20KW 6P 380V | FM - DONKIN | 0 |  |  | 1 | 1 | 0 | 0 | 0 | 0 |  | 0 | 0 |  | 0 | 0 | 0 | Under ROP
MF12503006 | MFAJAX-3 1250 c/w 3,00KW 6P 380V | FM - DONKIN | 0 |  |  | 1 | 1 | 0 | 0 | 0 | 0 |  | 0 | 0 |  | 0 | 0 | 0 | Under ROP
MF12504006 | MFAJAX-3 1250 c/w 4,00KW 6P 380V | FM - DONKIN | 0 |  |  | 1 | 1 | 0 | 0 | 0 | 0 |  | 0 | 0 |  | 0 | 0 | 0 | Under ROP
MF12504008 | MFAJAX-3 1250 c/w 4,00KW 8P 380V | FM - DONKIN | 0 |  |  | 1 | 1 | 0 | 0 | 0 | 0 |  | 0 | 0 |  | 0 | 0 | 0 | Under ROP
MF12505506 | MFAJAX-3 1250 c/w 5,50KW 6P 380V | FM - DONKIN | 0 |  |  | 1 | 1 | 0 | 0 | 0 | 0 |  | 0 | 0 |  | 0 | 0 | 0 | Under ROP
MF12505508 | MFAJAX-3 1250 c/w 5,50KW 8P 380V | FM - DONKIN | 0 |  |  | 1 | 1 | 0 | 0 | 0 | 0 |  | 0 | 0 |  | 0 | 0 | 0 | Under ROP
MF12507506 | MFAJAX-3 1250 c/w 7,50KW 6P 380V | FM - DONKIN | 0 |  |  | 1 | 1 | 0 | 0 | 0 | 0 |  | 0 | 0 |  | 0 | 0 | 0 | Under ROP
MF12507508 | MFAJAX-3 1250 c/w 7,50KW 8P 380V | FM - DONKIN | 0 |  |  | 1 | 1 | 0 | 0 | 0 | 0 |  | 0 | 0 |  | 0 | 0 | 0 | Under ROP
MFA100011004 | MAXFLO 1000/250/14 A c/w 11,00KW 4P 380V | FM - DONKIN |  |  |  | 1 | 1 | 0 | 0 | 0 | 0 |  | 0 | 0 | Air Speration | 0 | 0 |  | Overstocked
MFA100015004 | MAXFLO 1000/250/14 A c/w 15,00KW 4P 380V | FM - DONKIN | 0 |  |  | 1 | 1 | 0 | 0 | 0 | 0 |  | 0 | 0 |  | 0 | 0 | 0 | Under ROP
MFA100018504 | MAXFLO 1000/250/14 A c/w 18,50KW 4P 380V | FM - DONKIN | 0 |  |  | 1 | 1 | 0 | 0 | 0 | 0 |  | 0 | 0 |  | 0 | 0 | 0 | Under ROP
MFA10002206 | MAXFLO 1000/250/14 A c/w 2,20KW 6P 380V | FM - DONKIN | 0 |  |  | 1 | 1 | 0 | 0 | 0 | 0 |  | 0 | 0 |  | 0 | 0 | 0 | Under ROP
MFA10003006 | MAXFLO 1000/250/14 A c/w 3,00KW 6P 380V | FM - DONKIN | 0 |  |  | 1 | 1 | 0 | 0 | 0 | 0 |  | 0 | 0 |  | 0 | 0 | 0 | Under ROP
MFA10004004 | MAXFLO 1000/250/14 A c/w 4,00KW 4P 380V | FM - DONKIN |  |  |  | 1 | 1 | 0 | 0 | 0 | 0 |  | 0 | 0 | Centrifab (Pty) Ltd | 0 | 0 |  | Overstocked
MFA10004006 | MAXFLO 1000/250/14 A c/w 4,00KW 6P 380V | FM - DONKIN | 0 |  |  | 1 | 1 | 0 | 0 | 0 | 0 |  | 0 | 0 |  | 0 | 0 | 0 | Under ROP
MFA10005504 | MAXFLO 1000/250/14 A c/w 5,50KW 4P 380V | FM - DONKIN | 0 |  |  | 1 | 1 | 0 | 0 | 0 | 0 |  | 0 | 0 |  | 0 | 0 | 0 | Under ROP
MFA10005506 | MAXFLO 1000/250/14 A c/w 5,50KW 6P 380V | FM - DONKIN | 0 |  |  | 1 | 1 | 0 | 0 | 0 | 0 |  | 0 | 0 |  | 0 | 0 | 0 | Under ROP
MFA10007504 | MAXFLO 1000/250/14 A c/w 7,50KW 4P 380V | FM - DONKIN | 0 |  |  | 1 | 1 | 0 | 0 | 0 | 0 |  | 0 | 0 |  | 0 | 0 | 0 | Under ROP
MFA3150186 | MAXFLO 315/150/10 A c/w 0,18KW 6P 380V | FM - DONKIN | 0 |  |  | 1 | 1 | 0 | 0 | 0 | 0 |  | 0 | 0 |  | 0 | 0 | 0 | Under ROP
MFA3150552 | MAXFLO 315/150/10 A c/w 0,55KW 2P 380V | FM - DONKIN | 0 |  |  | 1 | 1 | 0 | 0 | 0 | 0 |  | 0 | 0 |  | 0 | 0 | 0 | Under ROP
MFA3150752 | MAXFLO 315/150/10 A c/w 0,75KW 2P 380V | FM - DONKIN | 0 |  |  | 1 | 1 | 0 | 0 | 0 | 0 |  | 0 | 0 |  | 0 | 0 | 0 | Under ROP
MFA4000374 | MAXFLO 400/150/10 A c/w 0,37KW 4P 380V | FM - DONKIN | 0 |  |  | 1 | 1 | 0 | 0 | 0 | 0 |  | 0 | 0 |  | 0 | 0 | 0 | Under ROP
MFA4000552 | MAXFLO 400/150/10 A c/w 0,55KW 2P 380V | FM - DONKIN | 0 |  |  | 1 | 1 | 0 | 0 | 0 | 0 |  | 0 | 0 |  | 0 | 0 | 0 | Under ROP
MFA4000554 | MAXFLO 400/150/10 A c/w 0,55KW 4P 380V | FM - DONKIN | 0 |  |  | 1 | 1 | 0 | 0 | 0 | 0 |  | 0 | 0 |  | 0 | 0 | 0 | Under ROP
MFA4000556 | MAXFLO 400/150/10 A c/w 0,55KW 6P 380V | FM - DONKIN | 0 |  |  | 1 | 1 | 0 | 0 | 0 | 0 |  | 0 | 0 |  | 0 | 0 | 0 | Under ROP
MFA4000752 | MAXFLO 400/150/10 A c/w 0,75KW 2P 380V | FM - DONKIN | 0 |  |  | 1 | 1 | 0 | 0 | 0 | 0 |  | 0 | 0 |  | 0 | 0 | 0 | Under ROP
MFA4001102 | MAXFLO 400/150/10 A c/w 1,10KW 2P 380V | FM - DONKIN |  |  |  | 1 | 1 | 0 | 0 | 0 | 0 |  | 0 | 0 | Air Speration | 0 | 0 |  | Under ROP
MFA4001502 | MAXFLO 400/150/10 A c/w 1.50KW 2P 380V | FM - DONKIN |  |  |  | 1 | 1 | 0 | 0 | 0 | 0 |  | 0 | 0 |  | 0 | 0 |  | Under ROP
MFA4002202 | MAXFLO 400/150/10 A c/w 2,20KW 2P 380V | FM - DONKIN | 0 |  |  | 1 | 1 | 0 | 0 | 0 | 0 |  | 0 | 0 |  | 0 | 0 | 0 | Under ROP
MFA5000254 | MAXFLO 500/150/10 A c/w 0,25KW 4P 380V | FM - DONKIN |  |  |  | 1 | 1 | 0 | 0 | 0 | 0 |  | 0 | 0 |  | 0 | 0 |  | Under ROP
MFA5000554 | MAXFLO 500/150/10 A c/w 0,55KW 4P 380V | FM - DONKIN |  |  |  | 1 | 1 | 0 | 0 | 0 | 0 |  | 0 | 0 | Air Speration | 0 | 0 |  | Under ROP
MFA5000556 | MAXFLO 500/150/10 A c/w 0,55KW 6P 380V | FM - DONKIN | 0 |  |  | 1 | 1 | 0 | 0 | 0 | 0 |  | 0 | 0 |  | 0 | 0 | 0 | Under ROP
MFA5000754 | MAXFLO 500/150/10 A c/w 0,75KW 4P 380V | FM - DONKIN | 0 |  |  | 1 | 1 | 0 | 0 | 0 | 0 |  | 0 | 0 |  | 0 | 0 | 0 | Under ROP
MFA5001102 | MAXFLO 500/150/10 A c/w 1,10KW 2P 380V | FM - DONKIN | 0 |  |  | 1 | 1 | 0 | 0 | 0 | 0 |  | 0 | 0 |  | 0 | 0 | 0 | Under ROP
MFA5001104 | MAXFLO 500/150/10 A c/w 1,10KW 4P 380V | FM - DONKIN | 0 |  |  | 1 | 1 | 0 | 0 | 0 | 0 |  | 0 | 0 |  | 0 | 0 | 0 | Under ROP
MFA5001504 | MAXFLO 500/150/10 A c/w 1,50KW 4P 380V | FM - DONKIN | 0 |  |  | 1 | 1 | 0 | 0 | 0 | 0 |  | 0 | 0 |  | 0 | 0 | 0 | Under ROP
MFA5002202 | MAXFLO 500/150/10 A c/w 2,20KW 2P 380V | FM - DONKIN |  |  |  | 1 | 1 | 0 | 0 | 0 | 0 |  | 0 | 0 | Air Speration | 0 | 0 |  | Under ROP
MFA5003002 | MAXFLO 500/150/10 A c/w 3KW 2P 380V |  |  |  |  | 1 | 1 | 0 | 0 | 0 | 0 |  | 0 | 0 |  | 0 | 0 |  | Under ROP
MFA5004002 | MAXFLO 500/150/10 A c/w 4,00KW 2P 380V | FM - DONKIN | 0 |  |  | 1 | 1 | 0 | 0 | 0 | 0 |  | 0 | 0 |  | 0 | 0 | 0 | Under ROP
MFA500FP | MAXFLO 500/150/10 A c/w 0,25KW 4P 380V Flame Proof |  |  |  |  | 1 | 1 | 0 | 0 | 0 | 0 |  | 0 | 0 |  | 0 | 0 |  | Under ROP
MFA90011004 | MAXFLO 900/250/14 A c/w 11,00KW 4P 380V | FM - DONKIN |  |  |  | 1 | 1 | 0 | 0 | 0 | 0 |  | 0 | 0 | Air Speration | 0 | 0 |  | Overstocked
MFA9001506 | MAXFLO 900/250/14 A c/w 1,50KW 6P 380V | FM - DONKIN | 0 |  |  | 1 | 1 | 0 | 0 | 0 | 0 |  | 0 | 0 |  | 0 | 0 | 0 | Under ROP
MFA9002204 | MAXFLO 900/250/14 A c/w 2,20KW 4P 380V | FM - DONKIN |  |  |  | 1 | 1 | 0 | 0 | 0 | 0 |  | 0 | 0 | Centrifab (Pty) Ltd | 0 | 0 |  | Overstocked
MFA9003004 | MAXFLO 900/250/14 A c/w 3,00KW 4P 380V | FM - DONKIN | 0 |  |  | 1 | 1 | 0 | 0 | 0 | 0 |  | 0 | 0 |  | 0 | 0 | 0 | Under ROP
MFA9003006 | MAXFLO 900/250/14 A c/w 3,00KW 6P 380V | FM - DONKIN | 0 |  |  | 1 | 1 | 0 | 0 | 0 | 0 |  | 0 | 0 |  | 0 | 0 | 0 | Under ROP
MFA9004004 | MAXFLO 900/250/14 A c/w 4,00KW 4P 380V | FM - DONKIN | 0 |  |  | 1 | 1 | 0 | 0 | 0 | 0 |  | 0 | 0 |  | 0 | 0 | 0 | Under ROP
MFA9004006 | MAXFLO 900/250/14 A c/w 4,00KW 6P 380V | FM - DONKIN | 0 |  |  | 1 | 1 | 0 | 0 | 0 | 0 |  | 0 | 0 |  | 0 | 0 | 0 | Under ROP
MFA9005504 | MAXFLO 900/250/14 A c/w 5,50KW 4P 380V | FM - DONKIN | 0 |  |  | 1 | 1 | 0 | 0 | 0 | 0 |  | 0 | 0 |  | 0 | 0 | 0 | Under ROP
MFA9007504 | MAXFLO 900/250/14 A c/w 7,50KW 4P 380V | FM - DONKIN | 0 |  |  | 1 | 1 | 0 | 0 | 0 | 0 |  | 0 | 0 |  | 0 | 0 | 0 | Under ROP
MFAY5600256 | MAXFLO 560/150/10 A c/w 0,25KW 6P 380V | FM - DONKIN | 0 |  |  | 1 | 1 | 0 | 0 | 0 | 0 |  | 0 | 0 |  | 0 | 0 | 0 | Under ROP
MFAY5600374 | MAXFLO 560/150/10 A c/w 0,37KW 4P 380V | FM - DONKIN | 0 |  |  | 1 | 1 | 0 | 0 | 0 | 0 |  | 0 | 0 |  | 0 | 0 | 0 | Under ROP
MFAY5600554 | MAXFLO 560/150/10 A c/w 0,55KW 4P 380V | FM - DONKIN |  |  |  | 1 | 1 | 0 | 0 | 0 | 0 |  | 0 | 0 | Air Speration | 0 | 0 |  | Under ROP
MFAY5600556 | MAXFLO 560/150/10 A c/w 0,55KW 6P 380V | FM - DONKIN | 0 |  |  | 1 | 1 | 0 | 0 | 0 | 0 |  | 0 | 0 |  | 0 | 0 | 0 | Under ROP
MFAY5600754 | MAXFLO 560/150/10 A c/w 0,75KW 4P 380V | FM - DONKIN | 0 |  |  | 1 | 1 | 0 | 0 | 0 | 0 |  | 0 | 0 |  | 0 | 0 | 0 | Under ROP
MFAY5601104 | MAXFLO 560/150/10 A c/w 1,10KW 4P 380V | FM - DONKIN | 0 | 1 |  | 1 | 1 | 0 | 0 | 0 | 0 |  | 0 | 0 |  | 0 | 0 | 0 | Under ROP
MFAY5601104. | MAXFLO 560/150/10 A c/w 0,75KW 4P 220V |  | 0 |  |  | 1 | 1 | 0 | 0 | 0 | 0 |  | 0 | 0 |  | 0 | 0 | 0 | Under ROP
MFAY5601504 | MAXFLO 560/150/10 A c/w 1,50KW 4P 380V | FM - DONKIN | 0 |  |  | 1 | 1 | 0 | 0 | 0 | 0 |  | 0 | 0 |  | 0 | 0 | 0 | Under ROP
MFAY5602202 | MAXFLO 560/150/10 A c/w 2,20KW 2P 380V | FM - DONKIN | 0 |  |  | 1 | 1 | 0 | 0 | 0 | 0 |  | 0 | 0 |  | 0 | 0 | 0 | Under ROP
MFAY5604002 | MAXFLO 560/150/10 A c/w 4,00KW 2P 380V | FM - DONKIN | 0 |  |  | 1 | 1 | 0 | 0 | 0 | 0 |  | 0 | 0 |  | 0 | 0 | 0 | Under ROP
MFAY6300374 | MAXFLO 630/150/10 A c/w 0,37KW 4P 380V | FM - DONKIN | 0 |  |  | 1 | 1 | 0 | 0 | 0 | 0 |  | 0 | 0 |  | 0 | 0 | 0 | Under ROP
MFAY6300554 | MAXFLO 630/150/10 A c/w 0,55KW 4P 380V | FM - DONKIN |  |  |  | 1 | 1 | 0 | 0 | 0 | 0 |  | 0 | 0 | Centrifab (Pty) Ltd | 0 | 0 |  | Overstocked
MFAY6300556 | MAXFLO 630/150/10 A c/w 0,55KW 6P 380V | FM - DONKIN | 0 |  |  | 1 | 1 | 0 | 0 | 0 | 0 |  | 0 | 0 |  | 0 | 0 | 0 | Under ROP
MFAY6300754 | MAXFLO 630/150/10 A c/w 0,75KW 4P 380V | FM - DONKIN | 0 |  |  | 1 | 1 | 0 | 0 | 0 | 0 |  | 0 | 0 |  | 0 | 0 | 0 | Under ROP
MFAY6300756 | MAXFLO 630/150/10 A c/w 0,75KW 6P 380V | FM - DONKIN | 0 |  |  | 1 | 1 | 0 | 0 | 0 | 0 |  | 0 | 0 |  | 0 | 0 | 0 | Under ROP
MFAY6301104 | MAXFLO 630/150/10 A c/w 1,10KW 4P 380V | FM - DONKIN | 0 |  |  | 1 | 1 | 0 | 0 | 0 | 0 |  | 0 | 0 |  | 0 | 0 | 0 | Under ROP
MFAY6301106 | MAXFLO 630/150/10 A c/w 1,10KW 6P 380V | FM - DONKIN | 0 |  |  | 1 | 1 | 0 | 0 | 0 | 0 |  | 0 | 0 |  | 0 | 0 | 0 | Under ROP
MFAY6301504 | MAXFLO 630/150/10 A c/w 1,50KW 4P 380V | FM - DONKIN | 0 | 1 |  | 1 | 1 | 0 | 0 | 0 | 0 |  | 0 | 0 |  | 0 | 0 | 0 | Under ROP
MFAY6302204 | MAXFLO 630/150/10 A c/w 2,20KW 4P 380V | FM - DONKIN | 0 | 2 |  | 1 | 1 | 0 | 0 | 0 | 0 |  | 0 | 0 |  | 0 | 0 | 0 | Under ROP
MFAY6303004 | MAXFLO 630/150/10 A c/w 3,00KW 4P 380V | FM - DONKIN | 0 |  |  | 1 | 1 | 0 | 0 | 0 | 0 |  | 0 | 0 |  | 0 | 0 | 0 | Under ROP
MFAY6304002 | MAXFLO 630/150/10 A c/w 4,00KW 2P 380V | FM - DONKIN | 0 |  |  | 1 | 1 | 0 | 0 | 0 | 0 |  | 0 | 0 |  | 0 | 0 | 0 | Under ROP
MFAY6304004 | MAXFLO 630/150/10 A c/w 4,00KW 4P 380V | FM - DONKIN | 0 |  |  | 1 | 1 | 0 | 0 | 0 | 0 |  | 0 | 0 |  | 0 | 0 | 0 | Under ROP
MFAY7100556 | MAXFLO 710/150/10 A c/w 0,55KW 6P 380V | FM - DONKIN | 0 |  |  | 1 | 1 | 0 | 0 | 0 | 0 |  | 0 | 0 |  | 0 | 0 | 0 | Under ROP
MFAY7100754 | MAXFLO 710/150/10 A c/w 0,75KW 4P 380V | FM - DONKIN | 0 |  |  | 1 | 1 | 0 | 0 | 0 | 0 |  | 0 | 0 |  | 0 | 0 | 0 | Under ROP
MFAY7101104 | MAXFLO 710/150/10 A c/w 1,10KW 4P 380V | FM - DONKIN |  |  |  | 1 | 1 | 0 | 0 | 0 | 0 |  | 0 | 0 | Air Speration | 0 | 0 |  | Overstocked
MFAY7101106 | MAXFLO 710/150/10 A c/w 1,10KW 6P 380V | FM - DONKIN | 0 |  |  | 1 | 1 | 0 | 0 | 0 | 0 |  | 0 | 0 |  | 0 | 0 | 0 | Under ROP
MFAY7101504 | MAXFLO 710/150/10 A c/w 1,50KW 4P 380V | FM - DONKIN | 0 |  |  | 1 | 1 | 0 | 0 | 0 | 0 |  | 0 | 0 |  | 0 | 0 | 0 | Under ROP
MFAY7101506 | MAXFLO 710/150/10 A c/w 1,50KW 6P 380V | FM - DONKIN | 0 |  |  | 1 | 1 | 0 | 0 | 0 | 0 |  | 0 | 0 |  | 0 | 0 | 0 | Under ROP
MFAY7102204 | MAXFLO 710/150/10 A c/w 2,20KW 4P 380V | FM - DONKIN | 0 |  |  | 1 | 1 | 0 | 0 | 0 | 0 |  | 0 | 0 |  | 0 | 0 | 0 | Under ROP
MFAY7103004 | MAXFLO 710/150/10 A c/w 3,00KW 4P 380V | FM - DONKIN | 0 |  |  | 1 | 1 | 0 | 0 | 0 | 0 |  | 0 | 0 |  | 0 | 0 | 0 | Under ROP
MFAY7104004 | MAXFLO 710/150/10 A c/w 4,00KW 4P 380V | FM - DONKIN |  | 2 |  | 1 | 1 | 0 | 0 | 0 | 0 |  | 0 | 0 | Air Speration | 0 | 0 |  | Under ROP
MFAY7105504 | MAXFLO 710/150/10 A c/w 5,50KW 4P 380V | FM - DONKIN | 0 |  |  | 1 | 1 | 0 | 0 | 0 | 0 |  | 0 | 0 |  | 0 | 0 | 0 | Under ROP
MFAY8000556 | MAXFLO 800/150/10 A c/w 0,55KW 6P 380V | FM - DONKIN | 0 |  |  | 1 | 1 | 0 | 0 | 0 | 0 |  | 0 | 0 |  | 0 | 0 | 0 | Under ROP
MFAY8000756 | MAXFLO 800/150/10 A c/w 0,75KW 6P 380V | FM - DONKIN | 0 |  |  | 1 | 1 | 0 | 0 | 0 | 0 |  | 0 | 0 | Centrifab (Pty) Ltd | 0 | 0 | 0 | Under ROP
MFAY8001104 | MAXFLO 800/150/10 A c/w 1,10KW 4P 380V | FM - DONKIN | 0 |  |  | 1 | 1 | 0 | 0 | 0 | 0 |  | 0 | 0 |  | 0 | 0 | 0 | Under ROP
MFAY8001106 | MAXFLO 800/150/10 A c/w 1,10KW 6P 380V | FM - DONKIN | 0 |  |  | 1 | 1 | 0 | 0 | 0 | 0 |  | 0 | 0 |  | 0 | 0 | 0 | Under ROP
MFAY8001504 | MAXFLO 800/150/10 A c/w 1,50KW 4P 380V | FM - DONKIN | 0 |  |  | 1 | 1 | 0 | 0 | 0 | 0 |  | 0 | 0 |  | 0 | 0 | 0 | Under ROP
MFAY8001506 | MAXFLO 800/150/10 A c/w 1,50KW 6P 380V | FM - DONKIN | 0 |  |  | 1 | 1 | 0 | 0 | 0 | 0 |  | 0 | 0 |  | 0 | 0 | 0 | Under ROP
MFAY8002204 | MAXFLO 800/150/10 A c/w 2,20KW 4P 380V | FM - DONKIN | 0 |  |  | 1 | 1 | 0 | 0 | 0 | 0 |  | 0 | 0 |  | 0 | 0 | 0 | Under ROP
MFAY8002206 | MAXFLO 800/150/10 A c/w 2,20KW 6P 380V | FM - DONKIN | 0 |  |  | 1 | 1 | 0 | 0 | 0 | 0 |  | 0 | 0 |  | 0 | 0 | 0 | Under ROP
MFAY8003004 | MAXFLO 800/150/10 A c/w 3,00KW 4P 380V | FM - DONKIN | 0 |  |  | 1 | 1 | 0 | 0 | 0 | 0 |  | 0 | 0 |  | 0 | 0 | 0 | Under ROP
MFAY8003006 | MAXFLO 800/150/10 A c/w 3,00KW 6P 380V | FM - DONKIN | 0 |  |  | 1 | 1 | 0 | 0 | 0 | 0 |  | 0 | 0 |  | 0 | 0 | 0 | Under ROP
MFAY8004004 | MAXFLO 800/150/10 A c/w 4,00KW 4P 380V | FM - DONKIN | 0 |  |  | 1 | 1 | 0 | 0 | 0 | 0 |  | 0 | 0 |  | 0 | 0 | 0 | Under ROP
MFAY8005504 | MAXFLO 800/150/10 A c/w 5,50KW 4P 380V | FM - DONKIN | 0 |  |  | 1 | 1 | 0 | 0 | 0 | 0 |  | 0 | 0 |  | 0 | 0 | 0 | Under ROP
MFAY8007504 | MAXFLO 800/150/10 A c/w 7,50KW 4P 380V | FM - DONKIN | 0 | 1 |  | 1 | 1 | 0 | 0 | 0 | 0 |  | 0 | 0 |  | 0 | 0 | 0 | Under ROP
MFAZ5600374 | MAXFLO 560/250/14 A c/w 0,37KW 4P 380V | FM - DONKIN | 0 |  |  | 1 | 1 | 0 | 0 | 0 | 0 |  | 0 | 0 |  | 0 | 0 | 0 | Under ROP
MFAZ5600554 | MAXFLO 560/250/14 A c/w 0,55KW 4P 380V | FM - DONKIN | 0 |  |  | 1 | 1 | 0 | 0 | 0 | 0 |  | 0 | 0 |  | 0 | 0 | 0 | Under ROP
MFAZ5600556 | MAXFLO 560/250/14 A c/w 0,55KW 6P 380V | FM - DONKIN | 0 |  |  | 1 | 1 | 0 | 0 | 0 | 0 |  | 0 | 0 |  | 0 | 0 | 0 | Under ROP
MFAZ5600754 | MAXFLO 560/250/14 A c/w 0,75KW 4P 380V | FM - DONKIN | 0 |  |  | 1 | 1 | 0 | 0 | 0 | 0 |  | 0 | 0 |  | 0 | 0 | 0 | Under ROP
MFAZ5600756 | MAXFLO 560/250/14 A c/w 0,75KW 6P 380V | FM - DONKIN | 0 |  |  | 1 | 1 | 0 | 0 | 0 | 0 |  | 0 | 0 |  | 0 | 0 | 0 | Under ROP
MFAZ5601104 | MAXFLO 560/250/14 A c/w 1,10KW 4P 380V | FM - DONKIN | 0 |  |  | 1 | 1 | 0 | 0 | 0 | 0 |  | 0 | 0 |  | 0 | 0 | 0 | Under ROP
MFAZ5601504 | MAXFLO 560/250/14 A c/w 1,50KW 4P 380V | FM - DONKIN | 0 |  |  | 1 | 1 | 0 | 0 | 0 | 0 |  | 0 | 0 |  | 0 | 0 | 0 | Under ROP
MFAZ5602202 | MAXFLO 560/250/14 A c/w 2,20KW 2P 380V | FM - DONKIN | 0 |  |  | 1 | 1 | 0 | 0 | 0 | 0 |  | 0 | 0 |  | 0 | 0 | 0 | Under ROP
MFAZ5604002 | MAXFLO 560/250/14 A c/w 4,00KW 2P 380V | FM - DONKIN |  |  |  | 1 | 1 | 0 | 0 | 0 | 0 |  | 0 | 0 | Air Speration | 0 | 0 |  | Under ROP
MFAZ6300374 | MAXFLO 630/250/14 A c/w 0,37KW 4P 380V | FM - DONKIN |  |  |  | 1 | 1 | 0 | 0 | 0 | 0 |  | 0 | 0 | Centrifab (Pty) Ltd | 0 | 0 |  | Overstocked
MFAZ6300554 | MAXFLO 630/250/14 A c/w 0,55KW 4P 380V | FM - DONKIN | 0 |  |  | 1 | 1 | 0 | 0 | 0 | 0 |  | 0 | 0 |  | 0 | 0 | 0 | Under ROP
MFAZ6300754 | MAXFLO 630/250/14 A c/w 0,75KW 4P 380V | FM - DONKIN | 0 |  |  | 1 | 1 | 0 | 0 | 0 | 0 |  | 0 | 0 |  | 0 | 0 | 0 | Under ROP
MFAZ6301104 | MAXFLO 630/250/14 A c/w 1,10KW 4P 380V | FM - DONKIN |  |  |  | 1 | 1 | 0 | 0 | 0 | 0 |  | 0 | 0 | Air Speration | 0 | 0 |  | Under ROP
MFAZ6301504 | MAXFLO 630/250/14 A c/w 1,50KW 4P 380V | FM - DONKIN |  |  |  | 1 | 1 | 0 | 0 | 0 | 0 |  | 0 | 0 | Centrifab (Pty) Ltd | 0 | 0 |  | Under ROP
MFAZ6302204 | MAXFLO 630/250/14 A c/w 2,20KW 4P 380V | FM - DONKIN | 0 |  |  | 1 | 1 | 0 | 0 | 0 | 0 |  | 0 | 0 |  | 0 | 0 | 0 | Under ROP
MFAZ6303004 | MAXFLO 630/250/14 A c/w 3,00KW 4P 380V | FM - DONKIN | 0 |  |  | 1 | 1 | 0 | 0 | 0 | 0 |  | 0 | 0 |  | 0 | 0 | 0 | Under ROP
MFAZ6304002 | MAXFLO 630/250/14 A c/w 4,00KW 2P 380V | FM - DONKIN | 0 |  |  | 1 | 1 | 0 | 0 | 0 | 0 |  | 0 | 0 |  | 0 | 0 | 0 | Under ROP
MFAZ6304004 | MAXFLO 630/250/14 A c/w 4,00KW 4P 380V | FM - DONKIN | 0 |  |  | 1 | 1 | 0 | 0 | 0 | 0 |  | 0 | 0 |  | 0 | 0 | 0 | Under ROP
MFAZ7100556 | MAXFLO 710/250/14 A c/w 0,55KW 6P 380V | FM - DONKIN | 0 |  |  | 1 | 1 | 0 | 0 | 0 | 0 |  | 0 | 0 |  | 0 | 0 | 0 | Under ROP
MFAZ7100754 | MAXFLO 710/250/14 A c/w 0,75KW 4P 380V | FM - DONKIN | 0 |  |  | 1 | 1 | 0 | 0 | 0 | 0 |  | 0 | 0 |  | 0 | 0 | 0 | Under ROP
MFAZ7101104 | MAXFLO 710/250/14 A c/w 1,10KW 4P 380V | FM - DONKIN |  |  |  | 1 | 1 | 0 | 0 | 0 | 0 |  | 0 | 0 | Air Speration | 0 | 0 |  | Under ROP
MFAZ7101106 | MAXFLO 710/250/14 A c/w 1,10KW 6P 380V | FM - DONKIN | 0 |  |  | 1 | 1 | 0 | 0 | 0 | 0 |  | 0 | 0 |  | 0 | 0 | 0 | Under ROP
MFAZ7101504 | MAXFLO 710/250/14 A c/w 1,50KW 4P 380V | FM - DONKIN | 0 |  |  | 1 | 1 | 0 | 0 | 0 | 0 |  | 0 | 0 |  | 0 | 0 | 0 | Under ROP
MFAZ7101506 | MAXFLO 710/250/14 A c/w 1,50KW 6P 380V | FM - DONKIN | 0 |  |  | 1 | 1 | 0 | 0 | 0 | 0 |  | 0 | 0 |  | 0 | 0 | 0 | Under ROP
MFAZ7102204 | MAXFLO 710/250/14 A c/w 2,20KW 4P 380V | FM - DONKIN | 0 |  |  | 1 | 1 | 0 | 0 | 0 | 0 |  | 0 | 0 |  | 0 | 0 | 0 | Under ROP
MFAZ7103004 | MAXFLO 710/250/14 A c/w 3,00KW 4P 380V | FM - DONKIN | 0 |  |  | 1 | 1 | 0 | 0 | 0 | 0 |  | 0 | 0 |  | 0 | 0 | 0 | Under ROP
MFAZ7104004 | MAXFLO 710/250/14 A c/w 4,00KW 4P 380V | FM - DONKIN | 0 |  |  | 1 | 1 | 0 | 0 | 0 | 0 |  | 0 | 0 |  | 0 | 0 | 0 | Under ROP
MFAZ7105504 | MAXFLO 710/250/14 A c/w 5,50KW 4P 380V | FM - DONKIN |  |  |  | 1 | 1 | 0 | 0 | 0 | 0 |  | 0 | 0 | Air Speration | 0 | 0 |  | Under ROP
MFAZ8000556 | MAXFLO 800/250/14 A c/w 0,55KW 6P 380V | FM - DONKIN | 0 |  |  | 1 | 1 | 0 | 0 | 0 | 0 |  | 0 | 0 |  | 0 | 0 | 0 | Under ROP
MFAZ8000756 | MAXFLO 800/250/14 A c/w 0,75KW 6P 380V | FM - DONKIN | 0 |  |  | 1 | 1 | 0 | 0 | 0 | 0 |  | 0 | 0 |  | 0 | 0 | 0 | Under ROP
MFAZ8001104 | MAXFLO 800/250/14 A c/w 1,10KW 4P 380V | FM - DONKIN | 0 |  |  | 1 | 1 | 0 | 0 | 0 | 0 |  | 0 | 0 |  | 0 | 0 | 0 | Under ROP
MFAZ8001106 | MAXFLO 800/250/14 A c/w 1,10KW 6P 380V | FM - DONKIN | 0 |  |  | 1 | 1 | 0 | 0 | 0 | 0 |  | 0 | 0 |  | 0 | 0 | 0 | Under ROP
MFAZ8001504 | MAXFLO 800/250/14 A c/w 1,50KW 4P 380V | FM - DONKIN | 0 |  |  | 1 | 1 | 0 | 0 | 0 | 0 |  | 0 | 0 |  | 0 | 0 | 0 | Under ROP
MFAZ8001506 | MAXFLO 800/250/14 A c/w 1,50KW 6P 380V | FM - DONKIN | 0 |  |  | 1 | 1 | 0 | 0 | 0 | 0 |  | 0 | 0 |  | 0 | 0 | 0 | Under ROP
MFAZ8002204 | MAXFLO 800/250/14 A c/w 2,20KW 4P 380V | FM - DONKIN |  |  |  | 1 | 1 | 0 | 0 | 0 | 0 |  | 0 | 0 | Air Speration | 0 | 0 |  | Under ROP
MFAZ8002206 | MAXFLO 800/250/14 A c/w 2,20KW 6P 380V | FM - DONKIN | 0 |  |  | 1 | 1 | 0 | 0 | 0 | 0 |  | 0 | 0 |  | 0 | 0 | 0 | Under ROP
MFAZ8003004 | MAXFLO 800/250/14 A c/w 3,00KW 4P 380V | FM - DONKIN | 0 |  |  | 1 | 1 | 0 | 0 | 0 | 0 |  | 0 | 0 |  | 0 | 0 | 0 | Under ROP
MFAZ8003006 | MAXFLO 800/250/14 A c/w 3,00KW 6P 380V | FM - DONKIN | 0 |  |  | 1 | 1 | 0 | 0 | 0 | 0 |  | 0 | 0 |  | 0 | 0 | 0 | Under ROP
MFAZ8004004 | MAXFLO 800/250/14 A c/w 4,00KW 4P 380V | FM - DONKIN | 0 |  |  | 1 | 1 | 0 | 0 | 0 | 0 |  | 0 | 0 |  | 0 | 0 | 0 | Under ROP
MFAZ8005504 | MAXFLO 800/250/14 A c/w 5,50KW 4P 380V | FM - DONKIN | 0 |  |  | 1 | 1 | 0 | 0 | 0 | 0 |  | 0 | 0 |  | 0 | 0 | 0 | Under ROP
MFAZ8007504 | MAXFLO 800/250/14 A c/w 7,50KW 4P 380V | FM - DONKIN | 0 |  |  | 1 | 1 | 0 | 0 | 0 | 0 |  | 0 | 0 |  | 0 | 0 | 0 | Under ROP
MFP100011004 | MAXFLO 1000/250/14 P c/w 11,00KW 4P 380V | FM - DONKIN | 0 |  |  | 1 | 1 | 0 | 0 | 0 | 0 |  | 0 | 0 |  | 0 | 0 | 0 | Under ROP
MFP100015004 | MAXFLO 1000/250/14 P c/w 15,00KW 4P 380V | FM - DONKIN | 0 |  |  | 1 | 1 | 0 | 0 | 0 | 0 |  | 0 | 0 |  | 0 | 0 | 0 | Under ROP
MFP100018504 | MAXFLO 1000/250/14 P c/w 18,50KW 4P 380V | FM - DONKIN | 0 |  |  | 1 | 1 | 0 | 0 | 0 | 0 |  | 0 | 0 |  | 0 | 0 | 0 | Under ROP
MFP10002206 | MAXFLO 1000/250/14 P c/w 2,20KW 6P 380V | FM - DONKIN | 0 |  |  | 1 | 1 | 0 | 0 | 0 | 0 |  | 0 | 0 |  | 0 | 0 | 0 | Under ROP
MFP10003006 | MAXFLO 1000/250/14 P c/w 3,00KW 6P 380V | FM - DONKIN | 0 |  |  | 1 | 1 | 0 | 0 | 0 | 0 |  | 0 | 0 |  | 0 | 0 | 0 | Under ROP
MFP10004004 | MAXFLO 1000/250/14 P c/w 4,00KW 4P 380V | FM - DONKIN | 0 |  |  | 1 | 1 | 0 | 0 | 0 | 0 |  | 0 | 0 |  | 0 | 0 | 0 | Under ROP
MFP10004006 | MAXFLO 1000/250/14 P c/w 4,00KW 6P 380V | FM - DONKIN | 0 |  |  | 1 | 1 | 0 | 0 | 0 | 0 |  | 0 | 0 |  | 0 | 0 | 0 | Under ROP
MFP10005504 | MAXFLO 1000/250/14 P c/w 5,50KW 4P 380V | FM - DONKIN | 0 |  |  | 1 | 1 | 0 | 0 | 0 | 0 |  | 0 | 0 |  | 0 | 0 | 0 | Under ROP
MFP10005506 | MAXFLO 1000/250/14 P c/w 5,50KW 6P 380V | FM - DONKIN | 0 |  |  | 1 | 1 | 0 | 0 | 0 | 0 |  | 0 | 0 |  | 0 | 0 | 0 | Under ROP
MFP10007504 | MAXFLO 1000/250/14 P c/w 7,50KW 4P 380V | FM - DONKIN | 0 |  |  | 1 | 1 | 0 | 0 | 0 | 0 |  | 0 | 0 |  | 0 | 0 | 0 | Under ROP
MFP3150186 | MAXFLO 315/150/10 P c/w 0,18KW 6P 380V | FM - DONKIN | 0 |  |  | 1 | 1 | 0 | 0 | 0 | 0 |  | 0 | 0 |  | 0 | 0 | 0 | Under ROP
MFP3150254 | MAXFLO 315/150/10 P c/w 0,25KW 4P 380V | FM - DONKIN |  |  |  | 1 | 1 | 0 | 0 | 0 | 0 |  | 0 | 0 | Air Speration | 0 | 0 |  | Under ROP
MFP3150374 | MAXFLO 315/150/10 P c/w 0,37KW 4P 380V | FM - DONKIN | 0 |  |  | 1 | 1 | 0 | 0 | 0 | 0 |  | 0 | 0 |  | 0 | 0 | 0 | Under ROP
MFP3150552 | MAXFLO 315/150/10 P c/w 0,55KW 2P 380V | FM - DONKIN |  |  |  | 1 | 1 | 0 | 0 | 0 | 0 |  | 0 | 0 | Air Speration | 0 | 0 |  | Under ROP
MFP3150752 | MAXFLO 315/150/10 P c/w 0,75KW 2P 380V | FM - DONKIN |  |  |  | 1 | 1 | 0 | 0 | 0 | 0 |  | 0 | 0 | Air Speration | 0 | 0 |  | Under ROP
MFP4000254 | MAXFLO 400/150/10 P c/w 0,25KW 4P 380V | FM - DONKIN |  |  |  | 1 | 1 | 0 | 0 | 0 | 0 |  | 0 | 0 | Centrifab (Pty) Ltd | 0 | 0 |  | Under ROP
MFP4000374 | MAXFLO 400/150/10 P c/w 0,37KW 4P 380V | FM - DONKIN |  |  |  | 1 | 1 | 0 | 0 | 0 | 0 |  | 0 | 0 | Centrifab (Pty) Ltd | 0 | 0 |  | Under ROP
MFP4000552 | MAXFLO 400/150/10 P c/w 0,55KW 2P 380V | FM - DONKIN | 0 |  |  | 1 | 1 | 0 | 0 | 0 | 0 |  | 0 | 0 |  | 0 | 0 | 0 | Under ROP
MFP4000554 | MAXFLO 400/150/10 P c/w 0,55KW 4P 380V | FM - DONKIN | 0 |  |  | 1 | 1 | 0 | 0 | 0 | 0 |  | 0 | 0 |  | 0 | 0 | 0 | Under ROP
MFP4000556 | MAXFLO 400/150/10 P c/w 0,55KW 6P 380V | FM - DONKIN | 0 |  |  | 1 | 1 | 0 | 0 | 0 | 0 |  | 0 | 0 |  | 0 | 0 | 0 | Under ROP
MFP4000752 | MAXFLO 400/150/10 P c/w 0,75KW 2P 380V | FM - DONKIN | 0 |  |  | 1 | 1 | 0 | 0 | 0 | 0 |  | 0 | 0 |  | 0 | 0 | 0 | Under ROP
MFP4001102 | MAXFLO 400/150/10 P c/w 1,10KW 2P 380V | FM - DONKIN |  | 3 |  | 1 | 1 | 0 | 0 | 0 | 0 |  | 0 | 0 | Air Speration | 0 | 0 |  | Under ROP
MFP4002202 | MAXFLO 400/150/10 P c/w 2,20KW 2P 380V | FM - DONKIN | 0 |  |  | 1 | 1 | 0 | 0 | 0 | 0 |  | 0 | 0 |  | 0 | 0 | 0 | Under ROP
MFP5000374 | MAXFLO 500/150/10 P c/w 0,37KW 4P 380V | FM - DONKIN |  |  |  | 1 | 1 | 0 | 0 | 0 | 0 |  | 0 | 0 | Air Speration | 0 | 0 |  | Under ROP
MFP5000554 | MAXFLO 500/150/10 P c/w 0,55KW 4P 380V | FM - DONKIN |  |  |  | 1 | 1 | 0 | 0 | 0 | 0 |  | 0 | 0 | Air Speration | 0 | 0 |  | Under ROP
MFP5000556 | MAXFLO 500/150/10 P c/w 0,55KW 6P 380V | FM - DONKIN | 0 |  |  | 1 | 1 | 0 | 0 | 0 | 0 |  | 0 | 0 |  | 0 | 0 | 0 | Under ROP
MFP5000754 | MAXFLO 500/150/10 P c/w 0,75KW 4P 380V | FM - DONKIN | 0 |  |  | 1 | 1 | 0 | 0 | 0 | 0 |  | 0 | 0 |  | 0 | 0 | 0 | Under ROP
MFP5001102 | MAXFLO 500/150/10 P c/w 1,10KW 2P 380V | FM - DONKIN | 0 |  |  | 1 | 1 | 0 | 0 | 0 | 0 |  | 0 | 0 |  | 0 | 0 | 0 | Under ROP
MFP5001104 | MAXFLO 500/150/10 P c/w 1,10KW 4P 380V | FM - DONKIN | 0 |  |  | 1 | 1 | 0 | 0 | 0 | 0 |  | 0 | 0 |  | 0 | 0 | 0 | Under ROP
MFP5001504 | MAXFLO 500/150/10 P c/w 1,50KW 4P 380V | FM - DONKIN | 0 |  |  | 1 | 1 | 0 | 0 | 0 | 0 |  | 0 | 0 |  | 0 | 0 | 0 | Under ROP
MFP5002202 | MAXFLO 500/150/10 P c/w 2,20KW 2P 380V | FM - DONKIN |  |  |  | 1 | 1 | 0 | 0 | 0 | 0 |  | 0 | 0 | Air Speration | 0 | 0 |  | Under ROP
MFP5004002 | MAXFLO 500/150/10 P c/w 4,00KW 2P 380V | FM - DONKIN |  |  |  | 1 | 1 | 0 | 0 | 0 | 0 |  | 0 | 0 | Centrifab (Pty) Ltd | 0 | 0 |  | Overstocked
MFP90011004 | MAXFLO 900/250/14 P c/w 11,00KW 4P 380V | FM - DONKIN | 0 |  |  | 1 | 1 | 0 | 0 | 0 | 0 |  | 0 | 0 |  | 0 | 0 | 0 | Under ROP
MFP9001506 | MAXFLO 900/250/14 P c/w 1,50KW 6P 380V | FM - DONKIN | 0 |  |  | 1 | 1 | 0 | 0 | 0 | 0 |  | 0 | 0 |  | 0 | 0 | 0 | Under ROP
MFP9002204 | MAXFLO 900/250/14 P c/w 2,20KW 4P 380V | FM - DONKIN | 0 |  |  | 1 | 1 | 0 | 0 | 0 | 0 |  | 0 | 0 |  | 0 | 0 | 0 | Under ROP
MFP9003004 | MAXFLO 900/250/14 P c/w 3,00KW 4P 380V | FM - DONKIN | 0 |  |  | 1 | 1 | 0 | 0 | 0 | 0 |  | 0 | 0 |  | 0 | 0 | 0 | Under ROP
MFP9003006 | MAXFLO 900/250/14 P c/w 3,00KW 6P 380V | FM - DONKIN | 0 |  |  | 1 | 1 | 0 | 0 | 0 | 0 |  | 0 | 0 |  | 0 | 0 | 0 | Under ROP
MFP9004004 | MAXFLO 900/250/14 P c/w 4,00KW 4P 380V | FM - DONKIN | 0 |  |  | 1 | 1 | 0 | 0 | 0 | 0 |  | 0 | 0 |  | 0 | 0 | 0 | Under ROP
MFP9004006 | MAXFLO 900/250/14 P c/w 4,00KW 6P 380V | FM - DONKIN | 0 |  |  | 1 | 1 | 0 | 0 | 0 | 0 |  | 0 | 0 |  | 0 | 0 | 0 | Under ROP
MFP9005504 | MAXFLO 900/250/14 P c/w 5,50KW 4P 380V | FM - DONKIN | 0 |  |  | 1 | 1 | 0 | 0 | 0 | 0 |  | 0 | 0 |  | 0 | 0 | 0 | Under ROP
MFP9007504 | MAXFLO 900/250/14 P c/w 7,50KW 4P 380V | FM - DONKIN | 0 |  |  | 1 | 1 | 0 | 0 | 0 | 0 |  | 0 | 0 |  | 0 | 0 | 0 | Under ROP
MFPY5600256 | MAXFLO 560/150/10 P c/w 0,25KW 6P 380V | FM - DONKIN | 0 |  |  | 1 | 1 | 0 | 0 | 0 | 0 |  | 0 | 0 |  | 0 | 0 | 0 | Under ROP
MFPY5600374 | MAXFLO 560/150/10 P c/w 0,37KW 4P 380V | FM - DONKIN | 0 |  |  | 1 | 1 | 0 | 0 | 0 | 0 |  | 0 | 0 |  | 0 | 0 | 0 | Under ROP
MFPY5600554 | MAXFLO 560/150/10 P c/w 0,55KW 4P 380V | FM - DONKIN |  | 1 |  | 1 | 1 | 0 | 0 | 0 | 0 |  | 0 | 0 | Air Speration | 0 | 0 |  | Under ROP
MFPY5600556 | MAXFLO 560/150/10 P c/w 0,55KW 6P 380V | FM - DONKIN | 0 |  |  | 1 | 1 | 0 | 0 | 0 | 0 |  | 0 | 0 |  | 0 | 0 | 0 | Under ROP
MFPY5600754 | MAXFLO 560/150/10 P c/w 0,75KW 4P 380V | FM - DONKIN |  |  |  | 1 | 1 | 0 | 0 | 0 | 0 |  | 0 | 0 | Centrifab (Pty) Ltd | 0 | 0 |  | Under ROP
MFPY5601104 | MAXFLO 560/150/10 P c/w 1,10KW 4P 380V | FM - DONKIN |  |  |  | 1 | 1 | 0 | 0 | 0 | 0 |  | 0 | 0 | Air Speration | 0 | 0 |  | Under ROP
MFPY5601504 | MAXFLO 560/150/10 P c/w 1,50KW 4P 380V | FM - DONKIN | 0 |  |  | 1 | 1 | 0 | 0 | 0 | 0 |  | 0 | 0 |  | 0 | 0 | 0 | Under ROP
MFPY5602202 | MAXFLO 560/150/10 P c/w 2,20KW 2P 380V | FM - DONKIN | 0 |  |  | 1 | 1 | 0 | 0 | 0 | 0 |  | 0 | 0 |  | 0 | 0 | 0 | Under ROP
MFPY5604002 | MAXFLO 560/150/10 P c/w 4,00KW 2P 380V | FM - DONKIN | 0 |  |  | 1 | 1 | 0 | 0 | 0 | 0 |  | 0 | 0 |  | 0 | 0 | 0 | Under ROP
MFPY6300374 | MAXFLO 630/150/10 P c/w 0,37KW 4P 380V | FM - DONKIN | 0 |  |  | 1 | 1 | 0 | 0 | 0 | 0 |  | 0 | 0 |  | 0 | 0 | 0 | Under ROP
MFPY6300554 | MAXFLO 630/150/10 P c/w 0,55KW 4P 380V | FM - DONKIN | 0 |  |  | 1 | 1 | 0 | 0 | 0 | 0 |  | 0 | 0 |  | 0 | 0 | 0 | Under ROP
MFPY6300556 | MAXFLO 630/150/10 P c/w 0,55KW 6P 380V | FM - DONKIN | 0 |  |  | 1 | 1 | 0 | 0 | 0 | 0 |  | 0 | 0 |  | 0 | 0 | 0 | Under ROP
MFPY6300754 | MAXFLO 630/150/10 P c/w 0,75KW 4P 380V | FM - DONKIN |  |  |  | 1 | 1 | 0 | 0 | 0 | 0 |  | 0 | 0 | Air Speration | 0 | 0 |  | Overstocked
MFPY6300756 | MAXFLO 630/150/10 P c/w 0,75KW 6P 380V | FM - DONKIN | 0 |  |  | 1 | 1 | 0 | 0 | 0 | 0 |  | 0 | 0 |  | 0 | 0 | 0 | Under ROP
MFPY6301104 | MAXFLO 630/150/10 P c/w 1,10KW 4P 380V | FM - DONKIN |  |  |  | 1 | 1 | 0 | 0 | 0 | 0 |  | 0 | 0 | Centrifab (Pty) Ltd | 0 | 0 |  | Under ROP
MFPY6301106 | MAXFLO 630/150/10 P c/w 1,10KW 6P 380V | FM - DONKIN | 0 |  |  | 1 | 1 | 0 | 0 | 0 | 0 |  | 0 | 0 |  | 0 | 0 | 0 | Under ROP
MFPY6301504 | MAXFLO 630/150/10 P c/w 1,50KW 4P 380V | FM - DONKIN | 0 |  |  | 1 | 1 | 0 | 0 | 0 | 0 |  | 0 | 0 |  | 0 | 0 | 0 | Under ROP
MFPY6302204 | MAXFLO 630/150/10 P c/w 2,20KW 4P 380V | FM - DONKIN | 0 |  |  | 1 | 1 | 0 | 0 | 0 | 0 |  | 0 | 0 |  | 0 | 0 | 0 | Under ROP
MFPY6303004 | MAXFLO 630/150/10 P c/w 3,00KW 4P 380V | FM - DONKIN | 0 |  |  | 1 | 1 | 0 | 0 | 0 | 0 |  | 0 | 0 |  | 0 | 0 | 0 | Under ROP
MFPY6304002 | MAXFLO 630/150/10 P c/w 4,00KW 2P 380V | FM - DONKIN | 0 |  |  | 1 | 1 | 0 | 0 | 0 | 0 |  | 0 | 0 |  | 0 | 0 | 0 | Under ROP
MFPY6304004 | MAXFLO 630/150/10 P c/w 4,00KW 4P 380V | FM - DONKIN | 0 |  |  | 1 | 1 | 0 | 0 | 0 | 0 |  | 0 | 0 |  | 0 | 0 | 0 | Under ROP
MFPY7100556 | MAXFLO 710/150/10 P c/w 0,55KW 6P 380V | FM - DONKIN | 0 |  |  | 1 | 1 | 0 | 0 | 0 | 0 |  | 0 | 0 |  | 0 | 0 | 0 | Under ROP
MFPY7100754 | MAXFLO 710/150/10 P c/w 0,75KW 4P 380V | FM - DONKIN | 0 |  |  | 1 | 1 | 0 | 0 | 0 | 0 |  | 0 | 0 |  | 0 | 0 | 0 | Under ROP
MFPY7101104 | MAXFLO 710/150/10 P c/w 1,10KW 4P 380V | FM - DONKIN | 0 |  |  | 1 | 1 | 0 | 0 | 0 | 0 |  | 0 | 0 |  | 0 | 0 | 0 | Under ROP
MFPY7101106 | MAXFLO 710/150/10 P c/w 1,10KW 6P 380V | FM - DONKIN | 0 |  |  | 1 | 1 | 0 | 0 | 0 | 0 |  | 0 | 0 |  | 0 | 0 | 0 | Under ROP
MFPY7101504 | MAXFLO 710/150/10 P c/w 1,50KW 4P 380V | FM - DONKIN | 0 |  |  | 1 | 1 | 0 | 0 | 0 | 0 |  | 0 | 0 |  | 0 | 0 | 0 | Under ROP
MFPY7101506 | MAXFLO 710/150/10 P c/w 1,50KW 6P 380V | FM - DONKIN | 0 |  |  | 1 | 1 | 0 | 0 | 0 | 0 |  | 0 | 0 |  | 0 | 0 | 0 | Under ROP
MFPY7102204 | MAXFLO 710/150/10 P c/w 2,20KW 4P 380V | FM - DONKIN | 0 |  |  | 1 | 1 | 0 | 0 | 0 | 0 |  | 0 | 0 |  | 0 | 0 | 0 | Under ROP
MFPY7103004 | MAXFLO 710/150/10 P c/w 3,00KW 4P 380V | FM - DONKIN | 0 |  |  | 1 | 1 | 0 | 0 | 0 | 0 |  | 0 | 0 |  | 0 | 0 | 0 | Under ROP
MFPY7104004 | MAXFLO 710/150/10 P c/w 4,00KW 4P 380V | FM - DONKIN | 0 |  |  | 1 | 1 | 0 | 0 | 0 | 0 |  | 0 | 0 |  | 0 | 0 | 0 | Under ROP
MFPY7105504 | MAXFLO 710/150/10 P c/w 5,50KW 4P 380V | FM - DONKIN | 0 |  |  | 1 | 1 | 0 | 0 | 0 | 0 |  | 0 | 0 |  | 0 | 0 | 0 | Under ROP
MFPY8000556 | MAXFLO 800/150/10 P c/w 0,55KW 6P 380V | FM - DONKIN | 0 |  |  | 1 | 1 | 0 | 0 | 0 | 0 |  | 0 | 0 |  | 0 | 0 | 0 | Under ROP
MFPY8000756 | MAXFLO 800/150/10 P c/w 0,75KW 6P 380V | FM - DONKIN | 0 |  |  | 1 | 1 | 0 | 0 | 0 | 0 |  | 0 | 0 |  | 0 | 0 | 0 | Under ROP
MFPY8001104 | MAXFLO 800/150/10 P c/w 1,10KW 4P 380V | FM - DONKIN | 0 |  |  | 1 | 1 | 0 | 0 | 0 | 0 |  | 0 | 0 |  | 0 | 0 | 0 | Under ROP
MFPY8001106 | MAXFLO 800/150/10 P c/w 1,10KW 6P 380V | FM - DONKIN | 0 |  |  | 1 | 1 | 0 | 0 | 0 | 0 |  | 0 | 0 |  | 0 | 0 | 0 | Under ROP
MFPY8001504 | MAXFLO 800/150/10 P c/w 1,50KW 4P 380V | FM - DONKIN | 0 |  |  | 1 | 1 | 0 | 0 | 0 | 0 |  | 0 | 0 |  | 0 | 0 | 0 | Under ROP
MFPY8001506 | MAXFLO 800/150/10 P c/w 1,50KW 6P 380V | FM - DONKIN | 0 |  |  | 1 | 1 | 0 | 0 | 0 | 0 |  | 0 | 0 |  | 0 | 0 | 0 | Under ROP
MFPY8002204 | MAXFLO 800/150/10 P c/w 2,20KW 4P 380V | FM - DONKIN | 0 |  |  | 1 | 1 | 0 | 0 | 0 | 0 |  | 0 | 0 |  | 0 | 0 | 0 | Under ROP
MFPY8002206 | MAXFLO 800/150/10 P c/w 2,20KW 6P 380V | FM - DONKIN | 0 |  |  | 1 | 1 | 0 | 0 | 0 | 0 |  | 0 | 0 |  | 0 | 0 | 0 | Under ROP
MFPY8003004 | MAXFLO 800/150/10 P c/w 3,00KW 4P 380V | FM - DONKIN | 0 |  |  | 1 | 1 | 0 | 0 | 0 | 0 |  | 0 | 0 |  | 0 | 0 | 0 | Under ROP
MFPY8003006 | MAXFLO 800/150/10 P c/w 3,00KW 6P 380V | FM - DONKIN | 0 |  |  | 1 | 1 | 0 | 0 | 0 | 0 |  | 0 | 0 |  | 0 | 0 | 0 | Under ROP
MFPY8004004 | MAXFLO 800/150/10 P c/w 4,00KW 4P 380V | FM - DONKIN | 0 |  |  | 1 | 1 | 0 | 0 | 0 | 0 |  | 0 | 0 |  | 0 | 0 | 0 | Under ROP
MFPY8005504 | MAXFLO 800/150/10 P c/w 5,50KW 4P 380V | FM - DONKIN | 0 |  |  | 1 | 1 | 0 | 0 | 0 | 0 |  | 0 | 0 |  | 0 | 0 | 0 | Under ROP
MFPY8007504 | MAXFLO 800/150/10 P c/w 7,50KW 4P 380V | FM - DONKIN | 0 |  |  | 1 | 1 | 0 | 0 | 0 | 0 |  | 0 | 0 |  | 0 | 0 | 0 | Under ROP
MFPZ5600374 | MAXFLO 560/250/14 P c/w 0,37KW 4P 380V | FM - DONKIN | 0 |  |  | 1 | 1 | 0 | 0 | 0 | 0 |  | 0 | 0 |  | 0 | 0 | 0 | Under ROP
MFPZ5600554 | MAXFLO 560/250/14 P c/w 0,55KW 4P 380V | FM - DONKIN |  |  |  | 1 | 1 | 0 | 0 | 0 | 0 |  | 0 | 0 | Air Speration | 0 | 0 |  | Overstocked
MFPZ5600556 | MAXFLO 560/250/14 P c/w 0,55KW 6P 380V | FM - DONKIN | 0 |  |  | 1 | 1 | 0 | 0 | 0 | 0 |  | 0 | 0 |  | 0 | 0 | 0 | Under ROP
MFPZ5600754 | MAXFLO 560/250/14 P c/w 0,75KW 4P 380V | FM - DONKIN |  |  |  | 1 | 1 | 0 | 0 | 0 | 0 |  | 0 | 0 | Air Speration | 0 | 0 |  | Under ROP
MFPZ5600756 | MAXFLO 560/250/14 P c/w 0,75KW 6P 380V | FM - DONKIN | 0 |  |  | 1 | 1 | 0 | 0 | 0 | 0 |  | 0 | 0 |  | 0 | 0 | 0 | Under ROP
MFPZ5601104 | MAXFLO 560/250/14 P c/w 1,10KW 4P 380V | FM - DONKIN |  |  |  | 1 | 1 | 0 | 0 | 0 | 0 |  | 0 | 0 | Air Speration | 0 | 0 |  | Under ROP
MFPZ5601504 | MAXFLO 560/250/14 P c/w 1,50KW 4P 380V | FM - DONKIN | 0 | 2 |  | 1 | 1 | 0 | 0 | 0 | 0 |  | 0 | 0 |  | 0 | 0 | 0 | Under ROP
MFPZ5602202 | MAXFLO 560/250/14 P c/w 2,20KW 2P 380V | FM - DONKIN | 0 |  |  | 1 | 1 | 0 | 0 | 0 | 0 |  | 0 | 0 |  | 0 | 0 | 0 | Under ROP
MFPZ5604002 | MAXFLO 560/250/14 P c/w 4,00KW 2P 380V | FM - DONKIN | 0 |  |  | 1 | 1 | 0 | 0 | 0 | 0 |  | 0 | 0 |  | 0 | 0 | 0 | Under ROP
MFPZ6300374 | MAXFLO 630/250/14 P c/w 0,37KW 4P 380V | FM - DONKIN | 0 |  |  | 1 | 1 | 0 | 0 | 0 | 0 |  | 0 | 0 |  | 0 | 0 | 0 | Under ROP
MFPZ6300554 | MAXFLO 630/250/14 P c/w 0,55KW 4P 380V | FM - DONKIN |  |  |  | 1 | 1 | 0 | 0 | 0 | 0 |  | 0 | 0 | Centrifab (Pty) Ltd | 0 | 0 |  | Under ROP
MFPZ6300754 | MAXFLO 630/250/14 P c/w 0,75KW 4P 380V | FM - DONKIN | 0 |  |  | 1 | 1 | 0 | 0 | 0 | 0 |  | 0 | 0 |  | 0 | 0 | 0 | Under ROP
MFPZ6301104 | MAXFLO 630/250/14 P c/w 1,10KW 4P 380V | FM - DONKIN |  |  |  | 1 | 1 | 0 | 0 | 0 | 0 |  | 0 | 0 | Air Speration | 0 | 0 |  | Under ROP
MFPZ6301504 | MAXFLO 630/250/14 P c/w 1,50KW 4P 380V | FM - DONKIN | 0 |  |  | 1 | 1 | 0 | 0 | 0 | 0 |  | 0 | 0 |  | 0 | 0 | 0 | Under ROP
MFPZ6302204 | MAXFLO 630/250/14 P c/w 2,20KW 4P 380V | FM - DONKIN | 0 |  |  | 1 | 1 | 0 | 0 | 0 | 0 |  | 0 | 0 |  | 0 | 0 | 0 | Under ROP
MFPZ6303004 | MAXFLO 630/250/14 P c/w 3,00KW 4P 380V | FM - DONKIN |  |  |  | 1 | 1 | 0 | 0 | 0 | 0 |  | 0 | 0 | Centrifab (Pty) Ltd | 0 | 0 |  | Under ROP
MFPZ6304002 | MAXFLO 630/250/14 P c/w 4,00KW 2P 380V | FM - DONKIN | 0 |  |  | 1 | 1 | 0 | 0 | 0 | 0 |  | 0 | 0 |  | 0 | 0 | 0 | Under ROP
MFPZ6304004 | MAXFLO 630/250/14 P c/w 4,00KW 4P 380V | FM - DONKIN | 0 |  |  | 1 | 1 | 0 | 0 | 0 | 0 |  | 0 | 0 |  | 0 | 0 | 0 | Under ROP
MFPZ7100556 | MAXFLO 710/250/14 P c/w 0,55KW 6P 380V | FM - DONKIN | 0 |  |  | 1 | 1 | 0 | 0 | 0 | 0 |  | 0 | 0 |  | 0 | 0 | 0 | Under ROP
MFPZ7100754 | MAXFLO 710/250/14 P c/w 0,75KW 4P 380V | FM - DONKIN | 0 |  |  | 1 | 1 | 0 | 0 | 0 | 0 |  | 0 | 0 |  | 0 | 0 | 0 | Under ROP
MFPZ7101104 | MAXFLO 710/250/14 P c/w 1,10KW 4P 380V | FM - DONKIN | 0 |  |  | 1 | 1 | 0 | 0 | 0 | 0 |  | 0 | 0 |  | 0 | 0 | 0 | Under ROP
MFPZ7101106 | MAXFLO 710/250/14 P c/w 1,10KW 6P 380V | FM - DONKIN | 0 |  |  | 1 | 1 | 0 | 0 | 0 | 0 |  | 0 | 0 |  | 0 | 0 | 0 | Under ROP
MFPZ7101504 | MAXFLO 710/250/14 P c/w 1,50KW 4P 380V | FM - DONKIN |  |  |  | 1 | 1 | 0 | 0 | 0 | 0 |  | 0 | 0 | Air Speration | 0 | 0 |  | Under ROP
MFPZ7101506 | MAXFLO 710/250/14 P c/w 1,50KW 6P 380V | FM - DONKIN | 0 |  |  | 1 | 1 | 0 | 0 | 0 | 0 |  | 0 | 0 |  | 0 | 0 | 0 | Under ROP
MFPZ7102204 | MAXFLO 710/250/14 P c/w 2,20KW 4P 380V | FM - DONKIN | 0 |  |  | 1 | 1 | 0 | 0 | 0 | 0 |  | 0 | 0 |  | 0 | 0 | 0 | Under ROP
MFPZ7103004 | MAXFLO 710/250/14 P c/w 3,00KW 4P 380V | FM - DONKIN | 0 |  |  | 1 | 1 | 0 | 0 | 0 | 0 |  | 0 | 0 |  | 0 | 0 | 0 | Under ROP
MFPZ7104004 | MAXFLO 710/250/14 P c/w 4,00KW 4P 380V | FM - DONKIN | 0 |  |  | 1 | 1 | 0 | 0 | 0 | 0 |  | 0 | 0 |  | 0 | 0 | 0 | Under ROP
MFPZ7105504 | MAXFLO 710/250/14 P c/w 5,50KW 4P 380V | FM - DONKIN | 0 |  |  | 1 | 1 | 0 | 0 | 0 | 0 |  | 0 | 0 |  | 0 | 0 | 0 | Under ROP
MFPZ8000556 | MAXFLO 800/250/14 P c/w 0,55KW 6P 380V | FM - DONKIN | 0 |  |  | 1 | 1 | 0 | 0 | 0 | 0 |  | 0 | 0 |  | 0 | 0 | 0 | Under ROP
MFPZ8000756 | MAXFLO 800/250/14 P c/w 0,75KW 6P 380V | FM - DONKIN | 0 |  |  | 1 | 1 | 0 | 0 | 0 | 0 |  | 0 | 0 |  | 0 | 0 | 0 | Under ROP
MFPZ8001104 | MAXFLO 800/250/14 P c/w 1,10KW 4P 380V | FM - DONKIN | 0 |  |  | 1 | 1 | 0 | 0 | 0 | 0 |  | 0 | 0 |  | 0 | 0 | 0 | Under ROP
MFPZ8001106 | MAXFLO 800/250/14 P c/w 1,10KW 6P 380V | FM - DONKIN | 0 |  |  | 1 | 1 | 0 | 0 | 0 | 0 |  | 0 | 0 |  | 0 | 0 | 0 | Under ROP
MFPZ8001504 | MAXFLO 800/250/14 P c/w 1,50KW 4P 380V | FM - DONKIN | 0 |  |  | 1 | 1 | 0 | 0 | 0 | 0 |  | 0 | 0 |  | 0 | 0 | 0 | Under ROP
MFPZ8001506 | MAXFLO 800/250/14 P c/w 1,50KW 6P 380V | FM - DONKIN | 0 |  |  | 1 | 1 | 0 | 0 | 0 | 0 |  | 0 | 0 |  | 0 | 0 | 0 | Under ROP
MFPZ8002204 | MAXFLO 800/250/14 P c/w 2,20KW 4P 380V | FM - DONKIN |  |  |  | 1 | 1 | 0 | 0 | 0 | 0 |  | 0 | 0 | Air Speration | 0 | 0 |  | Under ROP
MFPZ8002206 | MAXFLO 800/250/14 P c/w 2,20KW 6P 380V | FM - DONKIN | 0 |  |  | 1 | 1 | 0 | 0 | 0 | 0 |  | 0 | 0 |  | 0 | 0 | 0 | Under ROP
MFPZ8003004 | MAXFLO 800/250/14 P c/w 3,00KW 4P 380V | FM - DONKIN | 0 |  |  | 1 | 1 | 0 | 0 | 0 | 0 |  | 0 | 0 |  | 0 | 0 | 0 | Under ROP
MFPZ8003006 | MAXFLO 800/250/14 P c/w 3,00KW 6P 380V | FM - DONKIN | 0 |  |  | 1 | 1 | 0 | 0 | 0 | 0 |  | 0 | 0 |  | 0 | 0 | 0 | Under ROP
MFPZ8004004 | MAXFLO 800/250/14 P c/w 4,00KW 4P 380V | FM - DONKIN | 0 |  |  | 1 | 1 | 0 | 0 | 0 | 0 |  | 0 | 0 |  | 0 | 0 | 0 | Under ROP
MFPZ8005504 | MAXFLO 800/250/14 P c/w 5,50KW 4P 380V | FM - DONKIN | 0 |  |  | 1 | 1 | 0 | 0 | 0 | 0 |  | 0 | 0 |  | 0 | 0 | 0 | Under ROP
MFPZ8007504 | MAXFLO 800/250/14 P c/w 7,50KW 4P 380V | FM - DONKIN | 0 |  |  | 1 | 1 | 0 | 0 | 0 | 0 |  | 0 | 0 |  | 0 | 0 | 0 | Under ROP
MH125011004 | MFAJAX-3 1250 c/w 11,00KW 4P 380V | FM - DONKIN | 0 |  |  | 1 | 1 | 0 | 0 | 0 | 0 |  | 0 | 0 |  | 0 | 0 | 0 | Under ROP
MH125011006 | MFAJAX-3 1250 c/w 11,00KW 6P 380V | FM - DONKIN | 0 |  |  | 1 | 1 | 0 | 0 | 0 | 0 |  | 0 | 0 |  | 0 | 0 | 0 | Under ROP
MH125011008 | MFAJAX-3 1250 c/w 11,00KW 8P 380V | FM - DONKIN | 0 |  |  | 1 | 1 | 0 | 0 | 0 | 0 |  | 0 | 0 |  | 0 | 0 | 0 | Under ROP
MH125015004 | MFAJAX-3 1250 c/w 15,00KW 4P 380V | FM - DONKIN | 0 |  |  | 1 | 1 | 0 | 0 | 0 | 0 |  | 0 | 0 |  | 0 | 0 | 0 | Under ROP
MH125015006 | MFAJAX-3 1250 c/w 15,00KW 6P 380V | FM - DONKIN | 0 |  |  | 1 | 1 | 0 | 0 | 0 | 0 |  | 0 | 0 |  | 0 | 0 | 0 | Under ROP
MH125015008 | MFAJAX-3 1250 c/w 15,00KW 8P 380V | FM - DONKIN | 0 |  |  | 1 | 1 | 0 | 0 | 0 | 0 |  | 0 | 0 |  | 0 | 0 | 0 | Under ROP
MH125018504 | MFAJAX-3 1250 c/w 18,50KW 4P 380V | FM - DONKIN | 0 |  |  | 1 | 1 | 0 | 0 | 0 | 0 |  | 0 | 0 |  | 0 | 0 | 0 | Under ROP
MH125018506 | MFAJAX-3 1250 c/w 18,50KW 6P 380V | FM - DONKIN | 0 |  |  | 1 | 1 | 0 | 0 | 0 | 0 |  | 0 | 0 |  | 0 | 0 | 0 | Under ROP
MH125018508 | MFAJAX-3 1250 c/w 18,50KW 8P 380V | FM - DONKIN | 0 |  |  | 1 | 1 | 0 | 0 | 0 | 0 |  | 0 | 0 |  | 0 | 0 | 0 | Under ROP
MH125022004 | MFAJAX-3 1250 c/w 22,00KW 4P 380V | FM - DONKIN | 0 |  |  | 1 | 1 | 0 | 0 | 0 | 0 |  | 0 | 0 | Centrifab (Pty) Ltd | 0 | 0 | 0 | Under ROP
MH125022006 | MFAJAX-3 1250 c/w 22,00KW 6P 380V | FM - DONKIN | 0 |  |  | 1 | 1 | 0 | 0 | 0 | 0 |  | 0 | 0 |  | 0 | 0 | 0 | Under ROP
MH125022008 | MFAJAX-3 1250 c/w 22,00KW 8P 380V | FM - DONKIN | 0 |  |  | 1 | 1 | 0 | 0 | 0 | 0 |  | 0 | 0 |  | 0 | 0 | 0 | Under ROP
MH125030004 | MFAJAX-3 1250 c/w 30,00KW 4P 380V | FM - DONKIN | 0 |  |  | 1 | 1 | 0 | 0 | 0 | 0 |  | 0 | 0 |  | 0 | 0 | 0 | Under ROP
MH125030006 | MFAJAX-3 1250 c/w 30,00KW 6P 380V | FM - DONKIN | 0 |  |  | 1 | 1 | 0 | 0 | 0 | 0 |  | 0 | 0 |  | 0 | 0 | 0 | Under ROP
MH125030008 | MFAJAX-3 1250 c/w 30,00KW 8P 380V | FM - DONKIN | 0 |  |  | 1 | 1 | 0 | 0 | 0 | 0 |  | 0 | 0 |  | 0 | 0 | 0 | Under ROP
MH12503006 | MFAJAX-3 1250 c/w 3,00KW 6P 380V | FM - DONKIN | 0 |  |  | 1 | 1 | 0 | 0 | 0 | 0 |  | 0 | 0 |  | 0 | 0 | 0 | Under ROP
MH125037004 | MFAJAX-3 1250 c/w 37,00KW 4P 380V | FM - DONKIN | 0 |  |  | 1 | 1 | 0 | 0 | 0 | 0 |  | 0 | 0 |  | 0 | 0 | 0 | Under ROP
MH125037006 | MFAJAX-3 1250 c/w 37,00KW 6P 380V | FM - DONKIN | 0 |  |  | 1 | 1 | 0 | 0 | 0 | 0 |  | 0 | 0 |  | 0 | 0 | 0 | Under ROP
MH125037008 | MFAJAX-3 1250 c/w 37,00KW 8P 380V | FM - DONKIN | 0 |  |  | 1 | 1 | 0 | 0 | 0 | 0 |  | 0 | 0 |  | 0 | 0 | 0 | Under ROP
MH12504006 | MFAJAX-3 1250 c/w 4,00KW 6P 380V | FM - DONKIN | 0 |  |  | 1 | 1 | 0 | 0 | 0 | 0 |  | 0 | 0 |  | 0 | 0 | 0 | Under ROP
MH12504008 | MFAJAX-3 1250 c/w 4,00KW 8P 380V | FM - DONKIN | 0 |  |  | 1 | 1 | 0 | 0 | 0 | 0 |  | 0 | 0 |  | 0 | 0 | 0 | Under ROP
MH125045004 | MFAJAX-3 1250 c/w 45,00KW 4P 380V | FM - DONKIN |  |  |  | 1 | 1 | 0 | 0 | 0 | 0 |  | 0 | 0 | Air Speration | 0 | 0 |  | Under ROP
MH125045006 | MFAJAX-3 1250 c/w 45,00KW 6P 380V | FM - DONKIN | 0 |  |  | 1 | 1 | 0 | 0 | 0 | 0 |  | 0 | 0 |  | 0 | 0 | 0 | Under ROP
MH125055004 | MFAJAX-3 1250 c/w 55,00KW 4P 380V | FM - DONKIN | 0 |  |  | 1 | 1 | 0 | 0 | 0 | 0 |  | 0 | 0 |  | 0 | 0 | 0 | Under ROP
MH12505506 | MFAJAX-3 1250 c/w 5,50KW 6P 380V | FM - DONKIN | 0 |  |  | 1 | 1 | 0 | 0 | 0 | 0 |  | 0 | 0 |  | 0 | 0 | 0 | Under ROP
MH12505508 | MFAJAX-3 1250 c/w 5,50KW 8P 380V | FM - DONKIN | 0 |  |  | 1 | 1 | 0 | 0 | 0 | 0 |  | 0 | 0 |  | 0 | 0 | 0 | Under ROP
MH125075004 | MFAJAX-3 1250 c/w 75,00KW 4P 380V | FM - DONKIN | 0 |  |  | 1 | 1 | 0 | 0 | 0 | 0 |  | 0 | 0 |  | 0 | 0 | 0 | Under ROP
MH12507506 | MFAJAX-3 1250 c/w 7,50KW 6P 380V | FM - DONKIN | 0 |  |  | 1 | 1 | 0 | 0 | 0 | 0 |  | 0 | 0 |  | 0 | 0 | 0 | Under ROP
MH12507508 | MFAJAX-3 1250 c/w 7,50KW 8P 380V | FM - DONKIN | 0 |  |  | 1 | 1 | 0 | 0 | 0 | 0 |  | 0 | 0 |  | 0 | 0 | 0 | Under ROP
MJ1500 | Majax-1 470 Impeller |  | 0 |  |  | 1 | 1 | 0 | 0 | 0 | 0 |  | 0 | 0 |  | 0 | 0 | 0 | Under ROP
MP0400B150A05PR14071 | Impeller 0400mm 'B' 150A05PR 14mm 071Frame Deg00 -10 DEG |  | 0 |  |  | 1 | 1 | 0 | 0 | 0 | 0 |  | 0 | 0 |  | 0 | 0 | 0 | Under ROP
MP0500B150A05AR24090 | Impeller 0500mm 'B' 150A05AR 24mm 090Frame Deg00 - 14 DEG |  |  |  |  | 1 | 1 | 0 | 0 | 0 | 0 |  | 0 | 0 |  | 0 | 0 |  | Under ROP
MP0630B150A10AR24090 | Impeller 0630mm 'B' 150A10AR 24mm 090Frame Deg00 - 27 DEG |  |  |  |  | 1 | 1 | 0 | 0 | 0 | 0 |  | 0 | 0 |  | 0 | 0 |  | Under ROP
MP0710B150A05PR24090 | eller 0710mm 'B' 150A05PR 24mm 090Frame Deg00 - 21 DEG |  | 0 |  |  | 1 | 1 | 0 | 0 | 0 | 0 |  | 0 | 0 |  | 0 | 0 | 0 | Under ROP
MP0710B150A05PR240901 | Impeller 0710mm 'B' 150A05PR 24mm 090Frame Deg00 - 23 DEG |  | 0 |  |  | 1 | 1 | 0 | 0 | 0 | 0 |  | 0 | 0 |  | 0 | 0 | 0 | Under ROP
MP0710B150A10AR28100 | Impeller 0710mm 'B' 150A10AR 28mm 100Frame Deg00 - 35 DEG |  |  |  |  | 1 | 1 | 0 | 0 | 0 | 0 |  | 0 | 0 |  | 0 | 0 |  | Under ROP
MP9. | 4 Aluminum Hose Sleeve MP |  | 0 |  |  | 1 | 1 | 0 | 0 | 0 | 0 |  | 0 | 0 |  | 0 | 0 | 0 | Under ROP
MR60Hz | Rewind motor to 60Hz incl. SATMOS Treatment |  | 0 |  |  | 1 | 1 | 0 | 0 | 0 | 0 |  | 0 | 0 |  | 0 | 0 | 0 | Under ROP
MRAD315 | MRAD 315 | FM - KAYITES | 0 | 0.33 | 0.41 | 1 | 1 | 0 | 0 | 0 | 0 |  | 0 | 0 | Kayites | 0 | 0 | 0 | Under ROP
MRB 250/0.75 | c/w 4 kW 2 Pole 380 V (Direct Driven) |  | 0 |  |  | 1 | 1 | 0 | 0 | 0 | 0 |  | 0 | 0 |  | 0 | 0 | 0 | Under ROP
MRB 800/1.0 SI | c/w 18.5 kW 4 Pole 380 V (Belt Driven) |  | 0 |  |  | 1 | 1 | 0 | 0 | 0 | 0 |  | 0 | 0 |  | 0 | 0 | 0 | Under ROP
MS3150552 | MAJAX-3 315 c/w 0,55KW 2P 220V | FM - DONKIN | 0 |  |  | 1 | 1 | 0 | 0 | 0 | 0 |  | 0 | 0 |  | 0 | 0 | 0 | Under ROP
MS3150554 | MAJAX-3 315 c/w 0,55KW 4P 220V | FM - DONKIN | 0 |  |  | 1 | 1 | 0 | 0 | 0 | 0 |  | 0 | 0 |  | 0 | 0 | 0 | Under ROP
MS3150556 | MAJAX-3 315 c/w 0,55KW 6P 220V | FM - DONKIN | 0 |  |  | 1 | 1 | 0 | 0 | 0 | 0 |  | 0 | 0 |  | 0 | 0 | 0 | Under ROP
MS4000186 | MAJAX-3 400 c/w 0,18KW 6P 220V | FM - DONKIN | 0 |  |  | 1 | 1 | 0 | 0 | 0 | 0 |  | 0 | 0 |  | 0 | 0 | 0 | Under ROP
MS4000254 | MAJAX-3 400 c/w 0,25KW 4P 220V | FM - DONKIN | 0 |  |  | 1 | 1 | 0 | 0 | 0 | 0 |  | 0 | 0 |  | 0 | 0 | 0 | Under ROP
MS4000374 | MAJAX-3 400 c/w 0,37KW 4P 220V | FM - DONKIN | 0 |  |  | 1 | 1 | 0 | 0 | 0 | 0 |  | 0 | 0 |  | 0 | 0 | 0 | Under ROP
MS4000552 | MAJAX-3 400 c/w 0,55KW 2P 220V | FM - DONKIN | 0 |  |  | 1 | 1 | 0 | 0 | 0 | 0 |  | 0 | 0 |  | 0 | 0 | 0 | Under ROP
MS4000754 | MAJAX-3 400 c/w 0,75KW 4P 220V | FM - DONKIN | 0 |  |  | 1 | 1 | 0 | 0 | 0 | 0 |  | 0 | 0 |  | 0 | 0 | 0 | Under ROP
MS4001102 | MAJAX-3 400 c/w 1,10KW 2P 220V | FM - DONKIN | 0 |  |  | 1 | 1 | 0 | 0 | 0 | 0 |  | 0 | 0 |  | 0 | 0 | 0 | Under ROP
MS4001502 | MAJAX-3 400 c/w 1,50KW 2P 220V | FM - DONKIN | 0 |  |  | 1 | 1 | 0 | 0 | 0 | 0 |  | 0 | 0 |  | 0 | 0 | 0 | Under ROP
MS4002202 | MAJAX-3 400 c/w 2,20KW 2P 220V | FM - DONKIN | 0 |  |  | 1 | 1 | 0 | 0 | 0 | 0 |  | 0 | 0 |  | 0 | 0 | 0 | Under ROP
MS5000186 | MAJAX-3 500 c/w 0,18KW 6P 220V | FM - DONKIN | 0 |  |  | 1 | 1 | 0 | 0 | 0 | 0 |  | 0 | 0 |  | 0 | 0 | 0 | Under ROP
MS5000254 | MAJAX-3 500 c/w 0,25KW 4P 220V | FM - DONKIN | 0 |  |  | 1 | 1 | 0 | 0 | 0 | 0 |  | 0 | 0 |  | 0 | 0 | 0 | Under ROP
MS5000374 | MAJAX-3 500 c/w 0,37KW 4P 220V | FM - DONKIN | 0 |  |  | 1 | 1 | 0 | 0 | 0 | 0 |  | 0 | 0 |  | 0 | 0 | 0 | Under ROP
MS5000554 | MAJAX-3 500 c/w 0,55KW 4P 220V | FM - DONKIN | 0 |  |  | 1 | 1 | 0 | 0 | 0 | 0 |  | 0 | 0 |  | 0 | 0 | 0 | Under ROP
MS5000556 | MAJAX-3 500 c/w 0,55KW 6P 220V | FM - DONKIN | 0 |  |  | 1 | 1 | 0 | 0 | 0 | 0 |  | 0 | 0 |  | 0 | 0 | 0 | Under ROP
MS5000752 | MAJAX-3 500 c/w 0,75KW 2P 220V | FM - DONKIN | 0 |  |  | 1 | 1 | 0 | 0 | 0 | 0 |  | 0 | 0 |  | 0 | 0 | 0 | Under ROP
MS5000754 | MAJAX-3 500 c/w 0,75KW 4P 220V | FM - DONKIN | 0 |  |  | 1 | 1 | 0 | 0 | 0 | 0 |  | 0 | 0 |  | 0 | 0 | 0 | Under ROP
MS5001102 | MAJAX-3 500 c/w 1,10KW 2P 220V | FM - DONKIN | 0 |  |  | 1 | 1 | 0 | 0 | 0 | 0 |  | 0 | 0 |  | 0 | 0 | 0 | Under ROP
MS5001104 | MAJAX-3 500 c/w 1,10KW 4P 220V | FM - DONKIN | 0 |  |  | 1 | 1 | 0 | 0 | 0 | 0 |  | 0 | 0 |  | 0 | 0 | 0 | Under ROP
MS5001502 | MAJAX-3 500 c/w 1,50KW 2P 220V | FM - DONKIN | 0 |  |  | 1 | 1 | 0 | 0 | 0 | 0 |  | 0 | 0 |  | 0 | 0 | 0 | Under ROP
MS5001504 | MAJAX-3 500 c/w 1,50KW 4P 220V | FM - DONKIN | 0 |  |  | 1 | 1 | 0 | 0 | 0 | 0 |  | 0 | 0 |  | 0 | 0 | 0 | Under ROP
MS5002202 | MAJAX-3 500 c/w 2,20KW 2P 220V | FM - DONKIN | 0 |  |  | 1 | 1 | 0 | 0 | 0 | 0 |  | 0 | 0 |  | 0 | 0 | 0 | Under ROP
MS5600186 | MAJAX-3 560 c/w 0,18KW 6P 220V | FM - DONKIN | 0 |  |  | 1 | 1 | 0 | 0 | 0 | 0 |  | 0 | 0 |  | 0 | 0 | 0 | Under ROP
MS5600374 | MAJAX-3 560 c/w 0,37KW 4P 220V | FM - DONKIN | 0 |  |  | 1 | 1 | 0 | 0 | 0 | 0 |  | 0 | 0 |  | 0 | 0 | 0 | Under ROP
MS5600554 | MAJAX-3 560 c/w 0,55KW 4P 220V | FM - DONKIN | 0 |  |  | 1 | 1 | 0 | 0 | 0 | 0 |  | 0 | 0 |  | 0 | 0 | 0 | Under ROP
MS5600556 | MAJAX-3 560 c/w 0,55KW 6P 220V | FM - DONKIN | 0 |  |  | 1 | 1 | 0 | 0 | 0 | 0 |  | 0 | 0 |  | 0 | 0 | 0 | Under ROP
MS5600754 | MAJAX-3 560 c/w 0,75KW 4P 220V | FM - DONKIN | 0 |  |  | 1 | 1 | 0 | 0 | 0 | 0 |  | 0 | 0 |  | 0 | 0 | 0 | Under ROP
MS5601102 | MAJAX-3 560 c/w 1,10KW 2P 220V | FM - DONKIN | 0 |  |  | 1 | 1 | 0 | 0 | 0 | 0 |  | 0 | 0 |  | 0 | 0 | 0 | Under ROP
MS5601104 | MAJAX-3 560 c/w 1,10KW 4P 220V | FM - DONKIN | 0 |  |  | 1 | 1 | 0 | 0 | 0 | 0 |  | 0 | 0 |  | 0 | 0 | 0 | Under ROP
MS5601502 | MAJAX-3 560 c/w 1,50KW 2P 220V | FM - DONKIN | 0 |  |  | 1 | 1 | 0 | 0 | 0 | 0 |  | 0 | 0 |  | 0 | 0 | 0 | Under ROP
MS5601504 | MAJAX-3 560 c/w 1,50KW 4P 220V | FM - DONKIN | 0 |  |  | 1 | 1 | 0 | 0 | 0 | 0 |  | 0 | 0 |  | 0 | 0 | 0 | Under ROP
MS5602202 | MAJAX-3 560 c/w 2,20KW 2P 220V | FM - DONKIN | 0 |  |  | 1 | 1 | 0 | 0 | 0 | 0 |  | 0 | 0 |  | 0 | 0 | 0 | Under ROP
MS5605502 | MAJAX-3 560 c/w 5,50KW 2P 220V | FM - DONKIN |  |  |  | 1 | 1 | 0 | 0 | 0 | 0 |  | 0 | 0 | Air Speration | 0 | 0 |  | Under ROP
MS6300186 | MAJAX-3 630 c/w 0,18KW 6P 220V | FM - DONKIN | 0 |  |  | 1 | 1 | 0 | 0 | 0 | 0 |  | 0 | 0 |  | 0 | 0 | 0 | Under ROP
MS6300374 | MAJAX-3 630 c/w 0,37KW 4P 220V | FM - DONKIN | 0 |  |  | 1 | 1 | 0 | 0 | 0 | 0 |  | 0 | 0 |  | 0 | 0 | 0 | Under ROP
MS6300554 | MAJAX-3 630 c/w 0,55KW 4P 220V | FM - DONKIN | 0 |  |  | 1 | 1 | 0 | 0 | 0 | 0 |  | 0 | 0 |  | 0 | 0 | 0 | Under ROP
MS6300556 | MAJAX-3 630 c/w 0,55KW 6P 220V | FM - DONKIN | 0 |  |  | 1 | 1 | 0 | 0 | 0 | 0 |  | 0 | 0 |  | 0 | 0 | 0 | Under ROP
MS6300754 | MAJAX-3 630 c/w 0,75KW 4P 220V | FM - DONKIN | 0 |  |  | 1 | 1 | 0 | 0 | 0 | 0 |  | 0 | 0 |  | 0 | 0 | 0 | Under ROP
MS6301104 | MAJAX-3 630 c/w 1,10KW 4P 220V | FM - DONKIN | 0 |  |  | 1 | 1 | 0 | 0 | 0 | 0 |  | 0 | 0 |  | 0 | 0 | 0 | Under ROP
MS6301504 | MAJAX-3 630 c/w 1,50KW 4P 220V | FM - DONKIN | 0 |  |  | 1 | 1 | 0 | 0 | 0 | 0 |  | 0 | 0 |  | 0 | 0 | 0 | Under ROP
MS6302204 | MAJAX-3 630 c/w 2,20KW 4P 220V | FM - DONKIN | 0 |  |  | 1 | 1 | 0 | 0 | 0 | 0 |  | 0 | 0 |  | 0 | 0 | 0 | Under ROP
MT-PROMIG 250T | PROMIG 250T MACHINE | CONSUMABLES |  | 0.5 | 0.26 | 1 | 1 | 0 | 0 | 0 | 0 |  | 0 | 0 | INTROWELD CC | 0 | 0 |  | Overstocked
MT100011004 | MAJAX-3 1000 c/w 11,00KW 4P 380V | FM - DONKIN |  |  |  | 1 | 1 | 0 | 0 | 0 | 0 |  | 0 | 0 | Centrifab (Pty) Ltd | 0 | 0 |  | Under ROP
MT100011006 | MAJAX-3 1000 c/w 11,00KW 6P 380V | FM - DONKIN |  |  |  | 1 | 1 | 0 | 0 | 0 | 0 |  | 0 | 0 | Centrifab (Pty) Ltd | 0 | 0 |  | Overstocked
MT10001106 | MAJAX-3 1000 c/w 1,10KW 6P 380V | FM - DONKIN | 0 |  |  | 1 | 1 | 0 | 0 | 0 | 0 |  | 0 | 0 |  | 0 | 0 | 0 | Under ROP
MT100015004 | MAJAX-3 1000 c/w 15,00KW 4P 380V | FM - DONKIN |  |  |  | 1 | 1 | 0 | 0 | 0 | 0 |  | 0 | 0 | Centrifab (Pty) Ltd | 0 | 0 |  | Overstocked
MT10001506 | MAJAX-3 1000 c/w 1,50KW 6P 380V | FM - DONKIN | 0 |  |  | 1 | 1 | 0 | 0 | 0 | 0 |  | 0 | 0 |  | 0 | 0 | 0 | Under ROP
MT100018504 | MAJAX-3 1000 c/w 18,50KW 4P 380V | FM - DONKIN |  |  |  | 1 | 1 | 0 | 0 | 0 | 0 |  | 0 | 0 | Air Speration | 0 | 0 |  | Under ROP
MT100022004 | MAJAX-3 1000 c/w 22,00KW 4P 380V | FM - DONKIN | 0 |  |  | 1 | 1 | 0 | 0 | 0 | 0 |  | 0 | 0 |  | 0 | 0 | 0 | Under ROP
MT10002206 | MAJAX-3 1000 c/w 2,20KW 6P 380V | FM - DONKIN | 0 |  |  | 1 | 1 | 0 | 0 | 0 | 0 |  | 0 | 0 |  | 0 | 0 | 0 | Under ROP
MT100030004 | MAJAX-3 1000 c/w 30,00KW 4P 380V | FM - DONKIN | 0 |  |  | 1 | 1 | 0 | 0 | 0 | 0 |  | 0 | 0 |  | 0 | 0 | 0 | Under ROP
MT10003004 | MAJAX-3 1000 c/w 3,00KW 4P 380V | FM - DONKIN | 0 |  |  | 1 | 1 | 0 | 0 | 0 | 0 |  | 0 | 0 |  | 0 | 0 | 0 | Under ROP
MT10003006 | MAJAX-3 1000 c/w 3,00KW 6P 380V | FM - DONKIN | 0 |  |  | 1 | 1 | 0 | 0 | 0 | 0 |  | 0 | 0 |  | 0 | 0 | 0 | Under ROP
MT10004004 | MAJAX-3 1000 c/w 4,00KW 4P 380V | FM - DONKIN |  |  |  | 1 | 1 | 0 | 0 | 0 | 0 |  | 0 | 0 | Centrifab (Pty) Ltd | 0 | 0 |  | Under ROP
MT10004006 | MAJAX-3 1000 c/w 4,00KW 6P 380V | FM - DONKIN | 0 |  |  | 1 | 1 | 0 | 0 | 0 | 0 |  | 0 | 0 |  | 0 | 0 | 0 | Under ROP
MT10004008 | MAJAX-3 1000 c/w 4,00KW 8P 380V | FM - DONKIN | 0 |  |  | 1 | 1 | 0 | 0 | 0 | 0 |  | 0 | 0 |  | 0 | 0 | 0 | Under ROP
MT10005504 | MAJAX-3 1000 c/w 5,50KW 4P 380V | FM - DONKIN |  |  |  | 1 | 1 | 0 | 0 | 0 | 0 |  | 0 | 0 | Air Speration | 0 | 0 |  | Under ROP
MT10005506 | MAJAX-3 1000 c/w 5,50KW 6P 380V | FM - DONKIN |  |  |  | 1 | 1 | 0 | 0 | 0 | 0 |  | 0 | 0 | Centrifab (Pty) Ltd | 0 | 0 |  | Under ROP
MT10007504 | MAJAX-3 1000 c/w 7,50KW 4P 380V | FM - DONKIN | 0 |  |  | 1 | 1 | 0 | 0 | 0 | 0 |  | 0 | 0 |  | 0 | 0 | 0 | Under ROP
MT10007506 | MAJAX-3 1000 c/w 7,50KW 6P 380V | FM - DONKIN |  |  |  | 1 | 1 | 0 | 0 | 0 | 0 |  | 0 | 0 | Centrifab (Pty) Ltd | 0 | 0 |  | Under ROP
MT160037006 | MAJAX-3 1600 c/w 37,00KW 6P 380V |  | 0 |  |  | 1 | 1 | 0 | 0 | 0 | 0 |  | 0 | 0 |  | 0 | 0 | 0 | Under ROP
MT3150186 | MAJAX-3 315 c/w 0,18KW 6P 380V | FM - DONKIN | 0 |  |  | 1 | 1 | 0 | 0 | 0 | 0 |  | 0 | 0 |  | 0 | 0 | 0 | Under ROP
MT3150254 | MAJAX-3 315 c/w 0,25KW 4P 380V | FM - DONKIN |  |  |  | 1 | 1 | 0 | 0 | 0 | 0 |  | 0 | 0 | Air Speration | 0 | 0 |  | Under ROP
MT3150372 | Majax-3 315 c/w 0.37kW 2 Pole 380V |  | 0 |  |  | 1 | 1 | 0 | 0 | 0 | 0 |  | 0 | 0 |  | 0 | 0 | 0 | Under ROP
MT3150552 | MAJAX-3 315 c/w 0,55KW 2P 380V | FM - DONKIN |  |  |  | 1 | 1 | 0 | 0 | 0 | 0 |  | 0 | 0 | Air Speration | 0 | 0 |  | Under ROP
MT3150556 | MAJAX-3 315 c/w 0,55KW 6P 380V | FM - DONKIN | 0 |  |  | 1 | 1 | 0 | 0 | 0 | 0 |  | 0 | 0 |  | 0 | 0 | 0 | Under ROP
MT4000186 | MAJAX-3 400 c/w 0,18KW 6P 380V | FM - DONKIN | 0 |  |  | 1 | 1 | 0 | 0 | 0 | 0 |  | 0 | 0 | Centrifab (Pty) Ltd | 0 | 0 | 0 | Overstocked
MT4000254 | MAJAX-3 400 c/w 0,25KW 4P 380V | FM - DONKIN |  |  |  | 1 | 1 | 0 | 0 | 0 | 0 |  | 0 | 0 | Air Speration | 0 | 0 |  | Under ROP
MT4000374 | MAJAX-3 400 c/w 0,37KW 4P 380V | FM - DONKIN |  |  |  | 1 | 1 | 0 | 0 | 0 | 0 |  | 0 | 0 | Air Speration | 0 | 0 |  | Overstocked
MT4000552 | MAJAX-3 400 c/w 0,55KW 2P 380V | FM - DONKIN |  |  |  | 1 | 1 | 0 | 0 | 0 | 0 |  | 0 | 0 | Air Speration | 0 | 0 |  | Under ROP
MT4001102 | MAJAX-3 400 c/w 1,10KW 2P 380V | FM - DONKIN |  |  |  | 1 | 1 | 0 | 0 | 0 | 0 |  | 0 | 0 | Air Speration | 0 | 0 |  | Under ROP
MT4001502 | MAJAX-3 400 c/w 1,50KW 2P 380V | FM - DONKIN |  |  |  | 1 | 1 | 0 | 0 | 0 | 0 |  | 0 | 0 | Air Speration | 0 | 0 |  | Under ROP
MT4002202 | MAJAX-3 400 c/w 2,20KW 2P 380V | FM - DONKIN |  |  |  | 1 | 1 | 0 | 0 | 0 | 0 |  | 0 | 0 | Air Speration | 0 | 0 |  | Under ROP
MT4007502 | MAJAX 400 c/w 0.75kW 2Pole 380V |  |  | 2 |  | 1 | 1 | 0 | 0 | 0 | 0 |  | 0 | 0 |  | 0 | 0 |  | Under ROP
MT500 | Majax 500 Impeller |  |  |  |  | 1 | 1 | 0 | 0 | 0 | 0 |  | 0 | 0 |  | 0 | 0 |  | Under ROP
MT5000186 | MAJAX-3 500 c/w 0,18KW 6P 380V | FM - DONKIN |  |  |  | 1 | 1 | 0 | 0 | 0 | 0 |  | 0 | 0 | Centrifab (Pty) Ltd | 0 | 0 |  | Overstocked
MT5000254 | MAJAX-3 500 c/w 0,25KW 4P 380V | FM - DONKIN |  |  |  | 1 | 1 | 0 | 0 | 0 | 0 |  | 0 | 0 | Air Speration | 0 | 0 |  | Under ROP
MT5000374 | MAJAX-3 500 c/w 0,37KW 4P 380V | FM - DONKIN |  | 1 |  | 1 | 1 | 0 | 0 | 0 | 0 |  | 0 | 0 | Air Speration | 0 | 0 |  | Under ROP
MT5000554 | MAJAX-3 500 c/w 0,55KW 4P 380V | FM - DONKIN | 0 |  |  | 1 | 1 | 0 | 0 | 0 | 0 |  | 0 | 0 |  | 0 | 0 | 0 | Under ROP
MT5000556 | MAJAX-3 500 c/w 0,55KW 6P 380V | FM - DONKIN |  |  |  | 1 | 1 | 0 | 0 | 0 | 0 |  | 0 | 0 | Air Speration | 0 | 0 |  | Under ROP
MT5000754 | MAJAX-3 500 c/w 0,75KW 4P 380V | FM - DONKIN | 0 |  |  | 1 | 1 | 0 | 0 | 0 | 0 |  | 0 | 0 |  | 0 | 0 | 0 | Under ROP
MT5001102 | MAJAX-3 500 c/w 1,10KW 2P 380V | FM - DONKIN |  |  |  | 1 | 1 | 0 | 0 | 0 | 0 |  | 0 | 0 | Air Speration | 0 | 0 |  | Under ROP
MT5001104 | MAJAX-3 500 c/w 1,10KW 4P 380V | FM - DONKIN | 0 |  |  | 1 | 1 | 0 | 0 | 0 | 0 |  | 0 | 0 |  | 0 | 0 | 0 | Under ROP
MT5001502 | MAJAX-3 500 c/w 1,50KW 2P 380V | FM - DONKIN |  |  |  | 1 | 1 | 0 | 0 | 0 | 0 |  | 0 | 0 | Air Speration | 0 | 0 |  | Under ROP
MT5001504 | MAJAX-3 500 c/w 1,50KW 4P 380V | FM - DONKIN | 0 |  |  | 1 | 1 | 0 | 0 | 0 | 0 |  | 0 | 0 |  | 0 | 0 | 0 | Under ROP
MT5002202 | MAJAX-3 500 c/w 2,20KW 2P 380V | FM - DONKIN |  |  |  | 1 | 1 | 0 | 0 | 0 | 0 |  | 0 | 0 | Air Speration | 0 | 0 |  | Under ROP
MT5004002 | MAJAX-3 500 c/w 4,00KW 2P 380V | FM - DONKIN |  |  |  | 1 | 1 | 0 | 0 | 0 | 0 |  | 0 | 0 | Air Speration | 0 | 0 |  | Under ROP
MT5600186 | MAJAX-3 560 c/w 0,18KW 6P 380V | FM - DONKIN | 0 |  |  | 1 | 1 | 0 | 0 | 0 | 0 |  | 0 | 0 |  | 0 | 0 | 0 | Under ROP
MT5600374 | MAJAX-3 560 c/w 0,37KW 4P 380V | FM - DONKIN | 0 |  |  | 1 | 1 | 0 | 0 | 0 | 0 |  | 0 | 0 |  | 0 | 0 | 0 | Under ROP
MT5600554 | MAJAX-3 560 c/w 0,55KW 4P 380V | FM - DONKIN |  |  |  | 1 | 1 | 0 | 0 | 0 | 0 |  | 0 | 0 | Air Speration | 0 | 0 |  | Under ROP
MT5600556 | MAJAX-3 560 c/w 0,55KW 6P 380V | FM - DONKIN | 518.94 |  |  | 1 | 1 | 0 | 0 | 0 | 0 |  | 0 | 0 | Air Speration | 0 | 0 | 0 | Overstocked
MT5600754 | MAJAX-3 560 c/w 0,75KW 4P 380V | FM - DONKIN |  |  |  | 1 | 1 | 0 | 0 | 0 | 0 |  | 0 | 0 | Air Speration | 0 | 0 |  | Under ROP
MT5601102 | MAJAX-3 560 c/w 1,10KW 2P 380V | FM - DONKIN | 0 |  |  | 1 | 1 | 0 | 0 | 0 | 0 |  | 0 | 0 |  | 0 | 0 | 0 | Under ROP
MT5601104 | MAJAX-3 560 c/w 1,10KW 4P 380V | FM - DONKIN |  |  |  | 1 | 1 | 0 | 0 | 0 | 0 |  | 0 | 0 | Air Speration | 0 | 0 |  | Overstocked
MT5601502 | MAJAX-3 560 c/w 1,50KW 2P 380V | FM - DONKIN |  |  |  | 1 | 1 | 0 | 0 | 0 | 0 |  | 0 | 0 | Centrifab (Pty) Ltd | 0 | 0 |  | Overstocked
MT5601504 | MAJAX-3 560 c/w 1,50KW 4P 380V | FM - DONKIN |  |  |  | 1 | 1 | 0 | 0 | 0 | 0 |  | 0 | 0 | Centrifab (Pty) Ltd | 0 | 0 |  | Under ROP
MT5602202 | MAJAX-3 560 c/w 2,20KW 2P 380V | FM - DONKIN |  |  |  | 1 | 1 | 0 | 0 | 0 | 0 |  | 0 | 0 | Air Speration | 0 | 0 |  | Under ROP
MT5604002 | MAJAX-3 560 c/w 4,00KW 2P 380V | FM - DONKIN |  |  |  | 1 | 1 | 0 | 0 | 0 | 0 |  | 0 | 0 | Air Speration | 0 | 0 |  | Overstocked
MT5607502BIF | Majax-2 535 20.D.8-BIF-T200 c/w 7.5 kW 2 Pole 380V |  | 0 |  |  | 1 | 1 | 0 | 0 | 0 | 0 |  | 0 | 0 |  | 0 | 0 | 0 | Under ROP
MT6300186 | MAJAX-3 630 c/w 0,18KW 6P 380V | FM - DONKIN |  |  |  | 1 | 1 | 0 | 0 | 0 | 0 |  | 0 | 0 | Centrifab (Pty) Ltd | 0 | 0 |  | Overstocked
MT6300374 | MAJAX-3 630 c/w 0,37KW 4P 380V | FM - DONKIN | 0 |  |  | 1 | 1 | 0 | 0 | 0 | 0 |  | 0 | 0 |  | 0 | 0 | 0 | Under ROP
MT6300554 | MAJAX-3 630 c/w 0,55KW 4P 380V | FM - DONKIN |  |  |  | 1 | 1 | 0 | 0 | 0 | 0 |  | 0 | 0 | Centrifab (Pty) Ltd | 0 | 0 |  | Under ROP
MT6300556 | MAJAX-3 630 c/w 0,55KW 6P 380V | FM - DONKIN |  |  |  | 1 | 1 | 0 | 0 | 0 | 0 |  | 0 | 0 | Centrifab (Pty) Ltd | 0 | 0 |  | Under ROP
MT6300754 | MAJAX-3 630 c/w 0,75KW 4P 380V | FM - DONKIN | 0 |  |  | 1 | 1 | 0 | 0 | 0 | 0 |  | 0 | 0 |  | 0 | 0 | 0 | Under ROP
MT6300756 | MAJAX-3 630 c/w 0,75KW 6P 380V | FM - DONKIN | 0 |  |  | 1 | 1 | 0 | 0 | 0 | 0 |  | 0 | 0 |  | 0 | 0 | 0 | Under ROP
MT63011002 | MAJAX-3 630 c/w 11,00KW 2P 380V | FM - DONKIN | 0 |  |  | 1 | 1 | 0 | 0 | 0 | 0 |  | 0 | 0 |  | 0 | 0 | 0 | Under ROP
MT6301104 | MAJAX-3 630 c/w 1,10KW 4P 380V | FM - DONKIN |  |  |  | 1 | 1 | 0 | 0 | 0 | 0 |  | 0 | 0 | Air Speration | 0 | 0 |  | Under ROP
MT6301504 | MAJAX-3 630 c/w 1,50KW 4P 380V | FM - DONKIN |  |  |  | 1 | 1 | 0 | 0 | 0 | 0 |  | 0 | 0 | Centrifab (Pty) Ltd | 0 | 0 |  | Under ROP
MT6302204 | MAJAX-3 630 c/w 2,20KW 4P 380V | FM - DONKIN | 0 |  |  | 1 | 1 | 0 | 0 | 0 | 0 |  | 0 | 0 |  | 0 | 0 | 0 | Under ROP
MT6303004 | MAJAX-3 630 c/w 3,00KW 4P 380V | FM - DONKIN | 0 |  |  | 1 | 1 | 0 | 0 | 0 | 0 |  | 0 | 0 |  | 0 | 0 | 0 | Under ROP
MT6305502 | MAJAX-3 630 c/w 5,50KW 2P 380V | FM - DONKIN |  |  |  | 1 | 1 | 0 | 0 | 0 | 0 |  | 0 | 0 | Centrifab (Pty) Ltd | 0 | 0 |  | Under ROP
MT6307502 | MAJAX-3 630 c/w 7,50KW 2P 380V | FM - DONKIN |  | 1 |  | 1 | 1 | 0 | 0 | 0 | 0 |  | 0 | 0 | Air Speration | 0 | 0 |  | Under ROP
MT7100554 | MAJAX-3 710 c/w 0,55KW 4P 380V | FM - DONKIN | 0 |  |  | 1 | 1 | 0 | 0 | 0 | 0 |  | 0 | 0 |  | 0 | 0 | 0 | Under ROP
MT7100556 | MAJAX-3 710 c/w 0,55KW 6P 380V | FM - DONKIN | 0 |  |  | 1 | 1 | 0 | 0 | 0 | 0 |  | 0 | 0 |  | 0 | 0 | 0 | Under ROP
MT7100754 | MAJAX-3 710 c/w 0,75KW 4P 380V | FM - DONKIN |  |  |  | 1 | 1 | 0 | 0 | 0 | 0 |  | 0 | 0 | Centrifab (Pty) Ltd | 0 | 0 |  | Under ROP
MT7101104 | MAJAX-3 710 c/w 1,10KW 4P 380V | FM - DONKIN | 0 |  |  | 1 | 1 | 0 | 0 | 0 | 0 |  | 0 | 0 |  | 0 | 0 | 0 | Under ROP
MT7101106 | MAJAX-3 710 c/w 1,10KW 6P 380V | FM - DONKIN | 0 |  |  | 1 | 1 | 0 | 0 | 0 | 0 |  | 0 | 0 |  | 0 | 0 | 0 | Under ROP
MT7101504 | MAJAX-3 710 c/w 1,50KW 4P 380V | FM - DONKIN |  |  |  | 1 | 1 | 0 | 0 | 0 | 0 |  | 0 | 0 | Centrifab (Pty) Ltd | 0 | 0 |  | Under ROP
MT7101506 | MAJAX-3 710 c/w 1,50KW 6P 380V | FM - DONKIN | 0 |  |  | 1 | 1 | 0 | 0 | 0 | 0 |  | 0 | 0 |  | 0 | 0 | 0 | Under ROP
MT7102204 | MAJAX-3 710 c/w 2,20KW 4P 380V | FM - DONKIN |  |  |  | 1 | 1 | 0 | 0 | 0 | 0 |  | 0 | 0 | Air Speration | 0 | 0 |  | Under ROP
MT7102206 | MAJAX-3 710 c/w 2,20KW 6P 380V | FM - DONKIN | 0 |  |  | 1 | 1 | 0 | 0 | 0 | 0 |  | 0 | 0 |  | 0 | 0 | 0 | Under ROP
MT7103004 | MAJAX-3 710 c/w 3,00KW 4P 380V | FM - DONKIN | 0 |  |  | 1 | 1 | 0 | 0 | 0 | 0 |  | 0 | 0 |  | 0 | 0 | 0 | Under ROP
MT7103006 | MAJAX-3 710 c/w 3,00KW 6P 380V | FM - DONKIN | 0 |  |  | 1 | 1 | 0 | 0 | 0 | 0 |  | 0 | 0 |  | 0 | 0 | 0 | Under ROP
MT7104004 | MAJAX-3 710 c/w 4,00KW 4P 380V | FM - DONKIN | 0 |  |  | 1 | 1 | 0 | 0 | 0 | 0 |  | 0 | 0 |  | 0 | 0 | 0 | Under ROP
MT7104006 | MAJAX-3 710 c/w 4,00KW 6P 380V | FM - DONKIN | 0 |  |  | 1 | 1 | 0 | 0 | 0 | 0 |  | 0 | 0 |  | 0 | 0 | 0 | Under ROP
MT7105504 | MAJAX-3 710 c/w 5,50KW 4P 380V | FM - DONKIN | 0 |  |  | 1 | 1 | 0 | 0 | 0 | 0 |  | 0 | 0 |  | 0 | 0 | 0 | Under ROP
MT7105506 | MAJAX-3 710 c/w 5,50KW 6P 380V | FM - DONKIN | 0 |  |  | 1 | 1 | 0 | 0 | 0 | 0 |  | 0 | 0 |  | 0 | 0 | 0 | Under ROP
MT7107504 | MAJAX-3 710 c/w 7,50KW 4P 380V | FM - DONKIN | 0 |  |  | 1 | 1 | 0 | 0 | 0 | 0 |  | 0 | 0 |  | 0 | 0 | 0 | Under ROP
MT7603004 | Majax-2 760-32-E-8 c/w 3.0KW 4P 380V |  | 0 |  |  | 1 | 1 | 0 | 0 | 0 | 0 |  | 0 | 0 |  | 0 | 0 | 0 | Under ROP
MT8000556 | MAJAX-3 800 c/w 0,55KW 6P 380V | FM - DONKIN | 0 |  |  | 1 | 1 | 0 | 0 | 0 | 0 |  | 0 | 0 |  | 0 | 0 | 0 | Under ROP
MT80011004 | MAJAX-3 800 c/w 11,00KW 4P 380V | FM - DONKIN | 0 |  |  | 1 | 1 | 0 | 0 | 0 | 0 |  | 0 | 0 |  | 0 | 0 | 0 | Under ROP
MT8001106 | MAJAX-3 800 c/w 1,10KW 6P 380V | FM - DONKIN | 0 |  |  | 1 | 1 | 0 | 0 | 0 | 0 |  | 0 | 0 |  | 0 | 0 | 0 | Under ROP
MT8001504 | MAJAX-3 800 c/w 1,50KW 4P 380V | FM - DONKIN | 0 |  |  | 1 | 1 | 0 | 0 | 0 | 0 |  | 0 | 0 |  | 0 | 0 | 0 | Under ROP
MT8001506 | MAJAX-3 800 c/w 1,50KW 6P 380V | FM - DONKIN | 0 |  |  | 1 | 1 | 0 | 0 | 0 | 0 |  | 0 | 0 |  | 0 | 0 | 0 | Under ROP
MT8002204 | MAJAX-3 800 c/w 2,20KW 4P 380V | FM - DONKIN |  |  |  | 1 | 1 | 0 | 0 | 0 | 0 |  | 0 | 0 | Air Speration | 0 | 0 |  | Overstocked
MT8002204. | MAJAX-2 800 c/w 2,20KW 4P 380V - FUMAX |  | 0 |  |  | 1 | 1 | 0 | 0 | 0 | 0 |  | 0 | 0 |  | 0 | 0 | 0 | Under ROP
MT8002206 | MAJAX-3 800 c/w 2,20KW 6P 380V | FM - DONKIN | 0 |  |  | 1 | 1 | 0 | 0 | 0 | 0 |  | 0 | 0 |  | 0 | 0 | 0 | Under ROP
MT8003004 | MAJAX-3 800 c/w 3,00KW 4P 380V | FM - DONKIN |  |  |  | 1 | 1 | 0 | 0 | 0 | 0 |  | 0 | 0 | Air Speration | 0 | 0 |  | Under ROP
MT8003006 | MAJAX-3 800 c/w 3,00KW 6P 380V | FM - DONKIN | 0 |  |  | 1 | 1 | 0 | 0 | 0 | 0 |  | 0 | 0 |  | 0 | 0 | 0 | Under ROP
MT8004004 | MAJAX-3 800 c/w 4,00KW 4P 380V | FM - DONKIN |  |  |  | 1 | 1 | 0 | 0 | 0 | 0 |  | 0 | 0 | Centrifab (Pty) Ltd | 0 | 0 |  | Under ROP
MT8005504 | MAJAX-3 800 c/w 5,50KW 4P 380V | FM - DONKIN |  |  |  | 1 | 1 | 0 | 0 | 0 | 0 |  | 0 | 0 | Air Speration | 0 | 0 |  | Under ROP
MT8007504 | MAJAX-3 800 c/w 7,50KW 4P 380V | FM - DONKIN | 0 |  |  | 1 | 1 | 0 | 0 | 0 | 0 |  | 0 | 0 |  | 0 | 0 | 0 | Under ROP
MT90011004 | MAJAX-3 900 c/w 11,00KW 4P 380V | FM - DONKIN | 0 |  |  | 1 | 1 | 0 | 0 | 0 | 0 |  | 0 | 0 |  | 0 | 0 | 0 | Under ROP
MT9001104 | MAJAX-3 900 c/w 1,10KW 4P 380V | FM - DONKIN | 0 |  |  | 1 | 1 | 0 | 0 | 0 | 0 |  | 0 | 0 |  | 0 | 0 | 0 | Under ROP
MT9001106 | MAJAX-3 900 c/w 1,10KW 6P 380V | FM - DONKIN | 0 |  |  | 1 | 1 | 0 | 0 | 0 | 0 |  | 0 | 0 |  | 0 | 0 | 0 | Under ROP
MT9001504 | MAJAX-3 900 c/w 1,50KW 4P 380V | FM - DONKIN | 0 |  |  | 1 | 1 | 0 | 0 | 0 | 0 |  | 0 | 0 |  | 0 | 0 | 0 | Under ROP
MT9001506 | MAJAX-3 900 c/w 1,50KW 6P 380V | FM - DONKIN | 0 |  |  | 1 | 1 | 0 | 0 | 0 | 0 |  | 0 | 0 |  | 0 | 0 | 0 | Under ROP
MT9002204 | MAJAX-3 900 c/w 2,20KW 4P 380V | FM - DONKIN |  |  |  | 1 | 1 | 0 | 0 | 0 | 0 |  | 0 | 0 | Air Speration | 0 | 0 |  | Overstocked
MT9002206 | MAJAX-3 900 c/w 2,20KW 6P 380V | FM - DONKIN | 0 |  |  | 1 | 1 | 0 | 0 | 0 | 0 |  | 0 | 0 |  | 0 | 0 | 0 | Under ROP
MT9003004 | MAJAX-3 900 c/w 3,00KW 4P 380V | FM - DONKIN | 0 |  |  | 1 | 1 | 0 | 0 | 0 | 0 |  | 0 | 0 |  | 0 | 0 | 0 | Under ROP
MT9003006 | MAJAX-3 900 c/w 3,00KW 6P 380V | FM - DONKIN | 0 |  |  | 1 | 1 | 0 | 0 | 0 | 0 |  | 0 | 0 |  | 0 | 0 | 0 | Under ROP
MT9004004 | MAJAX-3 900 c/w 4,00KW 4P 380V | FM - DONKIN | 0 |  |  | 1 | 1 | 0 | 0 | 0 | 0 |  | 0 | 0 |  | 0 | 0 | 0 | Under ROP
MT9004006 | MAJAX-3 900 c/w 4,00KW 6P 380V | FM - DONKIN | 0 |  |  | 1 | 1 | 0 | 0 | 0 | 0 |  | 0 | 0 |  | 0 | 0 | 0 | Under ROP
MT9005504 | MAJAX-3 900 c/w 5,50KW 4P 380V | FM - DONKIN |  |  |  | 1 | 1 | 0 | 0 | 0 | 0 |  | 0 | 0 | Centrifab (Pty) Ltd | 0 | 0 |  | Under ROP
MT9005506 | MAJAX-3 900 c/w 5,50KW 6P 380V | FM - DONKIN | 0 |  |  | 1 | 1 | 0 | 0 | 0 | 0 |  | 0 | 0 |  | 0 | 0 | 0 | Under ROP
MT9007504 | MAJAX-3 900 c/w 7,50KW 4P 380V | FM - DONKIN | 0 |  |  | 1 | 1 | 0 | 0 | 0 | 0 |  | 0 | 0 |  | 0 | 0 | 0 | Under ROP
MT9007506 | MAJAX-3 900 c/w 7,50KW 6P 380V | FM - DONKIN | 0 |  |  | 1 | 1 | 0 | 0 | 0 | 0 |  | 0 | 0 |  | 0 | 0 | 0 | Under ROP
MTB8005504 | MAJAX-Bifucated 800 c/w 5.5kW 4Pole 380V |  |  |  |  | 1 | 1 | 0 | 0 | 0 | 0 |  | 0 | 0 |  | 0 | 0 |  | Under ROP
MTBELT 500 20.C.8 | MAJAX-2 500 BAREFAN BELT DRIVEN |  | 0 |  |  | 1 | 1 | 0 | 0 | 0 | 0 |  | 0 | 0 |  | 0 | 0 | 0 | Under ROP
MTPL5000374 | Majax-2 Plate Mounted 500 20.C.8 c/w 0.37 kW 4 Pole 380 V |  | 0 |  |  | 1 | 1 | 0 | 0 | 0 | 0 |  | 0 | 0 |  | 0 | 0 | 0 | Under ROP
MTPL7102204 | Majax-2 Plate Mounted 710 20.D.8 c/w 2.2 kW 4 Pole 380 V |  | 0 |  |  | 1 | 1 | 0 | 0 | 0 | 0 |  | 0 | 0 |  | 0 | 0 | 0 | Under ROP
Majax-2 400 15.B.8 IM | Impeller | FM - DONKIN | 0 | 0.14 | 1.25 | 1 | 1 | 0 | 0 | 0 | 0 |  | 0 | 0 | Centrifab (Pty) Ltd | 0 | 0 | 0 | Under ROP
Majax-2 400-15-B-8 Bifucated | T200 c/w 1.1kw 2P 400V |  | 0 |  |  | 1 | 1 | 0 | 0 | 0 | 0 |  | 0 | 0 |  | 0 | 0 | 0 | Under ROP
Majax-2 630.20.D.4 | Speed Controller | FM - DONKIN | 0 | 0.04 | 1.58 | 1 | 1 | 0 | 0 | 0 | 0 |  | 0 | 0 | Centrifab (Pty) Ltd | 0 | 0 | 0 | Under ROP
Man Cooler | 600mm c/w 1.5kw 220v |  | 0 |  |  | 1 | 1 | 0 | 0 | 0 | 0 |  | 0 | 0 |  | 0 | 0 | 0 | Under ROP
Material | Material | FM - ELECTRICAL WIRING |  | 1 | 0.72 | 1 | 1 | 1 | 1 | 2 | 3 |  | 0 | 2 | Downside Projects | 0 | 2 |  | Under ROP
MaxfloA 710/150/5 | c/w1.5kw 4Pole 380V |  | 0 |  |  | 1 | 1 | 0 | 0 | 0 | 0 |  | 0 | 0 |  | 0 | 0 | 0 | Under ROP
MaxfloP 710/150/5 | c/w 1.5kw 4Pole 380V |  | 0 |  |  | 1 | 1 | 0 | 0 | 0 | 0 |  | 0 | 0 |  | 0 | 0 | 0 | Under ROP
Mild Steel-200x200x1.6mm | Laser-Cut Mild Steel Plate 200x200x1.6mm |  | 29.5 | 0.38 | 0.43 | 1 | 1 | 0 | 0 | 0 | 0 |  | 0 | 0 | Mafilisti Trading and Projects (Pty) Ltd | 0 | 0 | 0 | Overstocked
Mild Steel-310x310x1.6mm | Laser-Cut Mild Steel Plate 310x310x1.6mm |  | 61.45 | 0.05 | 0.43 | 1 | 1 | 0 | 0 | 0 | 0 |  | 0 | 0 | Mafilisti Trading and Projects (Pty) Ltd | 0 | 0 | 0 | Overstocked
Mild Steel-620x620x1.6mm | Laser-Cut Mild Steel Plate 620x620x1.6mm |  | 224 | 0.05 | 0.43 | 1 | 1 | 0 | 0 | 0 | 0 |  | 0 | 0 | Mafilisti Trading and Projects (Pty) Ltd | 0 | 0 | 0 | Overstocked
N3002-TUNBOOT-600-00-07 | TUNGSTEN BOOT BLACK 7 | FM - UNIFORM | 607.83 |  |  | 1 | 1 | 0 | 0 | 0 | 0 |  | 0 | 0 |  | 0 | 0 | 0 | Under ROP
NAME PLATES | Name plates/ engraving plates | FM - WORKS | 31.55 | 25 | 0.34 | 0.5 | 1 | 12 | 8 | 20 | 45 |  | 0 | 0 | Cuspal Manufacturing & Anodising CC | 0 | 0 | 0 | Overstocked
NITRO PRO | includes PDF Editing (Windows, Mac, iOS), unlimited eSigning, and Customer Support. |  |  |  |  | 1 | 1 | 0 | 0 | 0 | 0 |  | 0 | 0 | Cleverbridge GmbH - NITRO | 0 | 0 |  | Overstocked
NONE | AIRMAX-2.850 WALL MOUNT | FM - DONKIN | 0 |  |  | 1 | 1 | 0 | 0 | 0 | 0 |  | 0 | 0 |  | 0 | 0 | 0 | Under ROP
NRD | Non Return Discharge Dampers | FM - DONKIN |  | 0.03 | 0.23 | 1 | 1 | 0 | 0 | 0 | 0 |  | 0 | 0 | Air Speration | 0 | 0 |  | Overstocked
NS40/610/610/300 | HEPA FILTER 4000M3/H |  |  | 0.83 | 0.43 | 1 | 1 | 1 | 0 | 1 | 2 |  | 0 | 0 | Filta Matix | 0 | 0 |  | Overstocked
NS40/610/610/300. | HEPA FILTER 4000M/H |  | 0 |  |  | 1 | 1 | 0 | 0 | 0 | 0 |  | 0 | 0 |  | 0 | 0 | 0 | Under ROP
New .Impeller | 400D |  | 0 |  |  | 1 | 1 | 0 | 0 | 0 | 0 |  | 0 | 0 |  | 0 | 0 | 0 | Under ROP
Non-Taxable Extra's | Non-Taxable Extra's | Accessories |  | 0.14 | 0.28 | 1 | 1 | 0 | 0 | 0 | 0 |  | 0 | 0 | Egoli Auto (Pty) Ltd t/a Mahindra JHB South | 0 | 0 |  | Overstocked
OUTSTANDING BALANCE | Outstanding Balance for industrial Fans |  | 0 |  |  | 1 | 1 | 0 | 0 | 0 | 0 |  | 0 | 0 |  | 0 | 0 | 0 | Under ROP
PAINT-WORKS | SPRAY PAINT INLET CONES | FM - PAINTING |  |  |  | 1 | 1 | 0 | 0 | 0 | 0 |  | 0 | 0 |  | 0 | 0 |  | Under ROP
PD2 | White | FM - DONKIN | 58.37 | 4 | 0.76 | 1 | 1 | 4 | 3 | 7 | 11 |  | 0 | 0 | Seal 'N Devices (Pty) Ltd | 0 | 0 | 0 | Healthy
PHPM20B | M20 SCREW-IN BLANKING PLUGS (BLK) | FM - WORKS | 6.48 | 50 | 0.1 | 0.5 | 1 | 25 | 5 | 30 | 80 |  | 0 | 0 | ElectroMechanica (Pty) Ltd | 0 | 0 | 0 | Overstocked
PHPM25B | M25 SCREW-IN BLANKING PLUGS (BLK) | FM - WORKS | 6.48 |  | 1 | 0.5 | 1 | 8 | 15 | 23 | 38 |  | 0 | 0 |  | 0 | 0 | 0 | Healthy
PINE | CRATING 25X114X1.8M |  | 18 | 48.71 | 0.26 | 1 | 1 | 49 | 13 | 62 | 111 |  | 0 | 0 | Foresta Timber & Board (Pty) Ltd | 0 | 0 | 0 | Overstocked
PINE - BXXX 50X76X6.0M | PINE - BXXX 50X76X6.0M |  | 158 |  |  | 1 | 1 | 0 | 0 | 0 | 0 |  | 0 | 0 |  | 0 | 0 | 0 | Overstocked
PINE - CRATING 25X114X3 .6M | PINE - CRATING 25X114X3 .6M |  | 66 |  |  | 1 | 1 | 0 | 0 | 0 | 0 |  | 0 | 0 |  | 0 | 0 | 0 | Overstocked
PMGB20-13.5 | M20 NYLON COMPRESSION GLAND GREY | FM - WORKS | 5.22 | 133.33 | 0.16 | 0.5 | 1 | 67 | 21 | 88 | 221 |  | 0 | 0 | ElectroMechanica (Pty) Ltd | 0 | 0 | 0 | Overstocked
PMGB25-18 | M25 NYLON COMPRESSION GLAND GREY | FM - WORKS | 7.11 | 66.67 | 0.16 | 0.5 | 1 | 33 | 11 | 44 | 111 |  | 0 | 0 | ElectroMechanica (Pty) Ltd | 0 | 0 | 0 | Overstocked
POZI SELF TAPPER | No10 ( 4 . 8mm) *19 PAN/HD POZI SELF TAPPER 10X19 7981 | FASTENERS | 0.3 | 125.71 | 0.2 | 0.5 | 1 | 63 | 25 | 88 | 214 |  | 0 | 0 | M&D SPECIALISED FASTENERS (PTY) LTD | 0 | 0 | 0 | Overstocked
POZI SELF TAPPER - 10 | No10 (4 .8mm)x19 PAN/HD POZI SELF TAPPER 10X19 7981 | FASTENERS | 0.3 |  |  | 1 | 1 | 0 | 0 | 0 | 0 |  | 0 | 0 |  | 0 | 0 | 0 | Overstocked
POZI SELF TAPPER - 12 | No12 (5.5mm)x19 PAN/HD POZI SELF TAPPER 10X19 7981 | FASTENERS | 0.38 |  |  | 1 | 1 | 0 | 0 | 0 | 0 |  | 0 | 0 |  | 0 | 0 | 0 | Overstocked
PQ3070-2RH | 0.37KW 2P 400V PAD | FM - MOTORS | 0 | 0.08 | 0.46 | 1 | 1 | 0 | 0 | 0 | 0 |  | 0 | 0 | ACTOM | 0 | 0 | 0 | Under ROP
PQ3083-4RH | 0.75KW 4P 400V PAD | FM - MOTORS | 0 | 0.04 | 0.46 | 1 | 1 | 0 | 0 | 0 | 0 |  | 0 | 0 | ACTOM | 0 | 0 | 0 | Under ROP
PQ3090-4RH | 1.1KW 4P 400V PAD | FM - MOTORS | 0 | 0.08 | 0.46 | 1 | 1 | 0 | 0 | 0 | 0 |  | 0 | 0 | ACTOM | 0 | 0 | 0 | Under ROP
PR3mm x 1300mm | New W11F 3mm x 1300mm Plate Roller |  |  | 0.5 | 0.82 | 1 | 1 | 0 | 0 | 0 | 0 |  | 0 | 0 | Mech Tech Precision (Pty) Ltd | 0 | 0 |  | Overstocked
PRA GLAND FLP Exde BRASS CPR N*1 M20 | PRA GLAND FLP Exde BRASS CPR N*1 M20 |  | 225.5 | 0.21 | 0 | 1 | 1 | 0 | 0 | 0 | 0 |  | 0 | 0 | Pratley (Pty) Ltd | 0 | 0 | 0 | Overstocked
PRA LOCKNUT BRASS No 0 & 1 - M20 | PRA LOCKNUT BRASS No 0 & 1 - M20 |  | 8.57 |  |  | 1 | 1 | 0 | 0 | 0 | 0 |  | 0 | 0 |  | 0 | 0 | 0 | Overstocked
PRA LOCKNUT BRASS No 2 - M25 | PRA LOCKNUT BRASS No 2 - M25 |  | 13.56 |  |  | 1 | 1 | 0 | 0 | 0 | 0 |  | 0 | 0 |  | 0 | 0 | 0 | Overstocked
PRA REDUCER FLP Ex d/e 25M-20F | PRA REDUCER FLP Ex d/e 25M-20F |  | 81.49 | 0.11 | 0 | 1 | 1 | 0 | 0 | 0 | 0 |  | 0 | 0 | Pratley (Pty) Ltd | 0 | 0 | 0 | Overstocked
PROGRAM - Customized Programming Service | Development of web Based Fan Selection Program |  |  |  |  | 1 | 1 | 0 | 0 | 0 | 0 |  | 0 | 0 |  | 0 | 0 |  | Overstocked
PRPFAN822 | FAC30/4 Propeller Fan | FM - IMPELLER |  | 0.07 | 0.56 | 1 | 1 | 0 | 0 | 0 | 0 |  | 0 | 0 | CFW Fans (Pty) Ltd | 0 | 0 |  | Overstocked
PTAVAV23795 | VCD 200 S595 SW 1.00KW MLM 24V Master |  | 0 |  |  | 1 | 1 | 0 | 0 | 0 | 0 |  | 0 | 0 |  | 0 | 0 | 0 | Under ROP
PTAVAV23796 | VCD 250 S595 SW 1.25KW MLM 24V Master |  | 0 |  |  | 1 | 1 | 0 | 0 | 0 | 0 |  | 0 | 0 |  | 0 | 0 | 0 | Under ROP
PVT/20 | PVT/20 c/w 130W 2880RPM 220V |  | 0 |  |  | 1 | 1 | 0 | 0 | 0 | 0 |  | 0 | 0 |  | 0 | 0 | 0 | Overstocked
PVT/30 | PVT/30 c/w 380W 2800RPM 220V | Accessories |  | 0.22 | 0.13 | 1 | 1 | 0 | 0 | 0 | 0 |  | 0 | 0 | Luft Industries Natal (Pty) Ltd | 0 | 0 |  | Overstocked
PVT/40 | PVT/40 c/w 1.1kW 2800RPM 220V |  | 0 |  |  | 1 | 1 | 0 | 0 | 0 | 0 |  | 0 | 0 |  | 0 | 0 | 0 | Overstocked
PVT/50 | PVT /50 c/w 2.2KkW 2800RPM 220V |  |  | 0.3 | 0.57 | 1 | 1 | 0 | 0 | 0 | 0 |  | 0 | 0 | AF Fans CC | 0 | 0 |  | Overstocked
PWT PI150 0R7G3Z | PI150 VSD 0.75KW 380V IP20 BRK |  |  | 0.17 | 0.13 | 1 | 1 | 0 | 0 | 0 | 0 |  | 0 | 0 | Bearing Man Group | 0 | 0 |  | Overstocked
Pallet Wrap | Clear Pallet Wrap, Extended Core, 450x400x10mic (Roll) | FM - WORKS | 85 |  | 1 | 0.5 | 1 | 2 | 4 | 6 | 10 |  | 0 | 4 |  | 0 | 4 | 340 | Under ROP
Partial Payment | Industrial fan - Partial Payment |  | 0 |  |  | 1 | 1 | 0 | 0 | 0 | 0 |  | 0 | 0 |  | 0 | 0 | 0 | Under ROP
Pl Blades | Plastic Blades | FM - IMPELLER | 42 | 54.77 | 0.22 | 0.5 | 1 | 27 | 12 | 39 | 94 |  | 0 | 0 | CFW Fans (Pty) Ltd | 0 | 0 | 0 | Overstocked
Pl Blanks | Plastic Blanks | FM - IMPELLER | 11 | 13.18 | 0.11 | 0.5 | 1 | 7 | 1 | 8 | 21 |  | 0 | 0 | CFW Fans (Pty) Ltd | 0 | 0 | 0 | Overstocked
Plasma Cuts | Sheets cut(10), Plates cut(56) & Ends Cut(60) |  |  |  |  | 1 | 1 | 0 | 0 | 0 | 0 |  | 0 | 0 | Intervent-Universal (Pty) Ltd | 0 | 0 |  | Overstocked
Project Name | The Precint |  | 0 |  |  | 1 | 1 | 0 | 0 | 0 | 0 |  | 0 | 0 |  | 0 | 0 | 0 | Under ROP
QCP- | Data Book |  | 0 | 2 |  | 1 | 1 | 0 | 0 | 0 | 0 |  | 0 | 0 |  | 0 | 0 | 0 | Under ROP
QD GP 5LT | QD GREY PRIMER 5LT | FM - WORKS | 243.48 | 0.1 | 0.03 | 0.5 | 1 | 0 | 0 | 0 | 0 |  | 0 | 0 | MG AUTO PAINT (PTY) LTD | 0 | 0 | 0 | Overstocked
R30 MD II ATEX | R30 MD II ATEX 3G/D II GOR 1.1kW ATEX II 2G Ex db eb IIC T3 GB- B14 IIC T3 130 V220/380 -50 Hz IE3 |  |  |  |  | 1 | 1 | 0 | 0 | 0 | 0 |  | 0 | 0 |  | 0 | 0 |  | Under ROP
RA | 1500x600x850 long Rectangular Attenuator | FM - DONKIN |  | 0.6 | 1.08 | 1 | 1 | 1 | 1 | 2 | 3 |  | 0 | 3 | Attenu-Tec | 0 | 3 |  | Under ROP
RAD100 | RAD 100 | FM - KAYITES | 460.87 | 16 | 0.5 | 1 | 1 | 16 | 8 | 24 | 40 |  | 0 | 40 | Kayites | 0 | 40 | 18434.8 | Under ROP
RAD125 | RAD 125 | FM - KAYITES | 516.49 | 2.86 | 0.43 | 1 | 1 | 3 | 1 | 4 | 7 |  | 0 | 0 | Kayites | 0 | 0 | 0 | Overstocked
RAD150 | RAD 150 | FM - KAYITES | 517.79 | 2 | 0.6 | 1 | 1 | 2 | 1 | 3 | 5 |  | 0 | 0 | Kayites | 0 | 0 | 0 | Overstocked
RAD160 | RAD 160 | FM - KAYITES | 0 |  |  | 1 | 1 | 0 | 0 | 0 | 0 |  | 0 | 0 | Kayites | 0 | 0 | 0 | Under ROP
RAD200 | RAD 200 | FM - KAYITES | 706.07 | 2 | 0.55 | 1 | 1 | 2 | 1 | 3 | 5 |  | 0 | 5 | Kayites | 0 | 5 | 3530.35 | Under ROP
RAD250 | RAD 250 | FM - KAYITES | 776.68 | 1 | 0.53 | 1 | 1 | 1 | 1 | 2 | 3 |  | 0 | 0 | Kayites | 0 | 0 | 0 | Overstocked
RAD315 | RAD 315 | FM - KAYITES | 941.43 | 1 | 0.59 | 1 | 1 | 1 | 1 | 2 | 3 |  | 0 | 3 | Kayites | 0 | 3 | 2824.29 | Under ROP
RAD355 | RAD 355 | FM - KAYITES | 2689.3854 | 1 | 0.58 | 1 | 1 | 1 | 1 | 2 | 3 |  | 0 | 0 | Kayites | 0 | 0 | 0 | Overstocked
RB Flex | Flexible connection |  | 0 |  |  | 1 | 1 | 0 | 0 | 0 | 0 |  | 0 | 0 |  | 0 | 0 | 0 | Under ROP
RB7/0.5 | SISW c/w 0.55 kW 2P 380V |  | 0 |  |  | 1 | 1 | 0 | 0 | 0 | 0 |  | 0 | 0 |  | 0 | 0 | 0 | Under ROP
REC10050 | REC 100-50 | FM - KAYITES | 14091.1524 | 0.07 | 0.69 | 1 | 1 | 0 | 0 | 0 | 0 |  | 0 | 0 | Kayites | 0 | 0 | 0 | Overstocked
REC3015 | REC 30-15 | FM - KAYITES | 0 |  |  | 1 | 1 | 0 | 0 | 0 | 0 |  | 0 | 0 | Kayites | 0 | 0 | 0 | Overstocked
REC4020A | REC 40-20 A | FM - KAYITES | 0 |  |  | 1 | 1 | 0 | 0 | 0 | 0 |  | 0 | 0 | Kayites | 0 | 0 | 0 | Under ROP
REC4020B | REC 40-20 B | FM - KAYITES | 0 |  |  | 1 | 1 | 0 | 0 | 0 | 0 |  | 0 | 0 | Kayites | 0 | 0 | 0 | Overstocked
REC5025 | REC 50-25 | FM - KAYITES | 2791.6434 | 0.07 | 0.69 | 1 | 1 | 0 | 0 | 0 | 0 |  | 0 | 0 | Kayites | 0 | 0 | 0 | Under ROP
REC6030 | REC 60-30 | FM - KAYITES | 0 |  |  | 1 | 1 | 0 | 0 | 0 | 0 |  | 0 | 0 | Kayites | 0 | 0 | 0 | Under ROP
REC6035 | REC 60-35 | FM - KAYITES | 5337.8676 | 0.71 | 0.45 | 1 | 1 | 1 | 0 | 1 | 2 |  | 0 | 1 | Kayites | 0 | 1 | 5337.87 | Under ROP
REC7040 | REC 70-40 | FM - KAYITES | 8211.3174 | 0.19 | 0.33 | 1 | 1 | 0 | 0 | 0 | 0 |  | 0 | 0 | Kayites | 0 | 0 | 0 | Under ROP
REC8050 | REC 80-50 | FM - KAYITES | 0 |  |  | 1 | 1 | 0 | 0 | 0 | 0 |  | 0 | 0 | Kayites | 0 | 0 | 0 | Under ROP
RECT ATT | 1100 X 1100 and 1500mm Long | FM - DONKIN | 0 | 4 | 0.26 | 1 | 1 | 4 | 1 | 5 | 9 |  | 0 | 9 | Attenu-Tec | 0 | 9 | 0 | Under ROP
REFURBISHING | FAN REFURBISHMENT |  | 0 |  |  | 1 | 1 | 0 | 0 | 0 | 0 |  | 0 | 0 |  | 0 | 0 | 0 | Under ROP
RENTAL | RENTAL |  |  | 0.77 | 0.15 | 1 | 1 | 1 | 0 | 1 | 2 |  | 0 | 0 | Stand 231 Alrode South CC | 0 | 0 |  | Overstocked
REPAIR-BLADE | 315 X 70 Wide Radical Bladed Fan - Existing Inlet ring removed - New one Manufactured & re-assembled | CONSUMABLES |  | 1 | 0.03 | 1 | 1 | 1 | 0 | 1 | 2 |  | 0 | 2 | Airtec Fans & Engineering | 0 | 2 |  | Under ROP
RIGM6 | RIGID POC FILTERS 600X600X600 M6 6POC |  |  | 1.14 | 0.79 | 1 | 1 | 1 | 1 | 2 | 3 |  | 0 | 0 | Filtermac Design ( Pty) Ltd | 0 | 0 |  | Overstocked
RS1-400 | Controller 1.8 amp ( Excl.J.Box) | Accessories | 0 | 0.38 | 0.3 | 1 | 1 | 0 | 0 | 0 | 0 |  | 0 | 0 | Luft Industries Natal (Pty) Ltd | 0 | 0 | 0 | Under ROP
RT1.25-4S | Red Ring Terminal 4mm Stud | FM - WORKS | 0.63 | 266.67 | 0.03 | 0.5 | 1 | 133 | 8 | 141 | 408 |  | 0 | 0 | Cabrical (Pty) Ltd | 0 | 0 | 0 | Overstocked
RT1.25-5S | Red Ring Terminal 5mm Stud | FM - WORKS | 0.7 | 266.67 | 0.03 | 0.5 | 1 | 133 | 8 | 141 | 408 |  | 0 | 0 | Cabrical (Pty) Ltd | 0 | 0 | 0 | Overstocked
RT1.25-6S | Red Ring Terminal 6mm Stud | FM - WORKS | 0.91 | 66.67 | 0.03 | 0.5 | 1 | 33 | 2 | 35 | 102 |  | 0 | 0 | Cabrical (Pty) Ltd | 0 | 0 | 0 | Overstocked
RTube-25x1.9-6M | Round Tube 25x1.9-6M | CASING | 99.25 | 1 | 0.03 | 1 | 1 | 1 | 0 | 1 | 2 |  | 0 | 1 | NJR STEEL - ALRODE (PTY) LTD | 0 | 1 | 99.25 | Under ROP
RTube-32x1.9-6M | Round Tube 32x1.9-6M | CASING | 129.4 | 3 | 0.05 | 1 | 1 | 3 | 0 | 3 | 6 |  | 0 | 3 | NJR STEEL - ALRODE (PTY) LTD | 0 | 3 | 388.2 | Under ROP
RTube-38x1.9-6M | Round Tube 38x1.9-6M | CASING | 151.63 | 1 | 0.03 | 1 | 1 | 1 | 0 | 1 | 2 |  | 0 | 1 | NJR STEEL - ALRODE (PTY) LTD | 0 | 1 | 151.63 | Under ROP
RV+02-4 Inch | Safety Valve - Press 300- 600mBar - 4Inch |  | 0 |  |  | 1 | 1 | 0 | 0 | 0 | 0 |  | 0 | 0 |  | 0 | 0 | 0 | Under ROP
RV02-4 | Safety Valve - Press 300-600mBar - 4 |  |  |  |  | 1 | 1 | 0 | 0 | 0 | 0 |  | 0 | 0 |  | 0 | 0 |  | Under ROP
RW0.14220 | Rewind 0.1Kw 1430rpm 230V Motor Suitable for 60Hz Operation | FM - LUCK & KING |  | 0.04 | 0.3 | 1 | 1 | 0 | 0 | 0 | 0 |  | 0 | 0 | Luck and King | 0 | 0 |  | Overstocked
RepairCMP | Repair teh casing by replacing the flange to be 3mm thick and re-paint entire casing |  | 550 | 0.05 | 0.49 | 1 | 1 | 0 | 0 | 0 | 0 |  | 0 | 0 | Mafilisti Trading and Projects (Pty) Ltd | 0 | 0 | 0 | Overstocked
Repairr | Mahindra repair chip |  | 0 |  |  | 1 | 1 | 0 | 0 | 0 | 0 |  | 0 | 0 |  | 0 | 0 | 0 | Under ROP
Rewind Motors | From 400V to 525V | FM - LUCK & KING |  | 0.43 | 0.53 | 1 | 1 | 0 | 0 | 0 | 0 |  | 0 | 0 | Luck and King | 0 | 0 |  | Overstocked
Rewind To | 525V | FM - MOTORS |  | 0.14 | 1.26 | 1 | 1 | 0 | 0 | 0 | 0 |  | 0 | 0 | ACTOM | 0 | 0 |  | Overstocked
Roshcon | Ducting |  | 0 |  |  | 1 | 1 | 0 | 0 | 0 | 0 |  | 0 | 0 |  | 0 | 0 | 0 | Under ROP
S-STARMIG-255 | SMARTER STAR MIG 255 with Parker torch | CONSUMABLES |  | 0.5 | 0.07 | 1 | 1 | 0 | 0 | 0 | 0 |  | 0 | 0 | INTROWELD CC | 0 | 0 |  | Overstocked
S/S | Pleated Panel Filter 595 x 595 x 48 |  | 202.45 | 0.41 | 0.43 | 1 | 1 | 0 | 0 | 0 | 0 |  | 0 | 0 | Airventfil (Pty) Ltd | 0 | 0 | 0 | Overstocked
S/S POZI SELF TAPPER | No10 (4.8mm)x19 PAN/HD POZI SELF TAPPER - S/S 304 - A2 | FASTENERS | 0.7 | 90.91 | 0.07 | 1 | 1 | 91 | 6 | 97 | 188 |  | 0 | 0 | M&D SPECIALISED FASTENERS (PTY) LTD | 0 | 0 | 0 | Overstocked
S1 | Silencers |  | 0 |  |  | 1 | 1 | 0 | 0 | 0 | 0 |  | 0 | 0 |  | 0 | 0 | 0 | Under ROP
SA | Skid Assembly |  | 0 |  |  | 1 | 1 | 0 | 0 | 0 | 0 |  | 0 | 0 |  | 0 | 0 | 0 | Under ROP
SA06/GF | 900 X 600 X 1200 Rectangular Attenuator |  | 0 |  |  | 1 | 1 | 0 | 0 | 0 | 0 |  | 0 | 0 |  | 0 | 0 | 0 | Under ROP
SA07/GF | 600 X 600 X 1200 Rectangular Attenuator |  | 0 |  |  | 1 | 1 | 0 | 0 | 0 | 0 |  | 0 | 0 |  | 0 | 0 | 0 | Under ROP
SA08/GF | 1500 X 600 X 1200 Rectangular Attenuator |  | 0 |  |  | 1 | 1 | 0 | 0 | 0 | 0 |  | 0 | 0 |  | 0 | 0 | 0 | Under ROP
SA10/GF | 1800 X 350 X 1200 Rectangular Attenuator |  | 0 |  |  | 1 | 1 | 0 | 0 | 0 | 0 |  | 0 | 0 |  | 0 | 0 | 0 | Under ROP
SA11/GF | 1800 X 350 X 1200 Rectangular Attenuator |  | 0 |  |  | 1 | 1 | 0 | 0 | 0 | 0 |  | 0 | 0 |  | 0 | 0 | 0 | Under ROP
SA12/GF | 630mm Dia 1.5D Silencer |  | 0 |  |  | 1 | 1 | 0 | 0 | 0 | 0 |  | 0 | 0 |  | 0 | 0 | 0 | Under ROP
SACFW500B10P0T4DB20G2 | VSD 4KW 380V 10A |  | 0 |  |  | 1 | 1 | 0 | 0 | 0 | 0 |  | 0 | 0 |  | 0 | 0 | 0 | Under ROP
SACFW500D24P0T4DB20G2 | VSD 11KW 380V 24A |  | 0 |  |  | 1 | 1 | 0 | 0 | 0 | 0 |  | 0 | 0 |  | 0 | 0 | 0 | Under ROP
SAF-1.5 Inch | - Inlet Wire Screen Mesh - 1.5Inch |  | 0 |  |  | 1 | 1 | 0 | 0 | 0 | 0 |  | 0 | 0 |  | 0 | 0 | 0 | Under ROP
SAF-4 Inch - | - Inlet Wire Screen Mesh - 4Inch |  | 0 |  |  | 1 | 1 | 0 | 0 | 0 | 0 |  | 0 | 0 |  | 0 | 0 | 0 | Under ROP
SAF4 | Inlet Wire Screen Mesh - 4 inch |  |  |  |  | 1 | 1 | 0 | 0 | 0 | 0 |  | 0 | 0 |  | 0 | 0 |  | Under ROP
SAL280 | SAL 280 | FM - KAYITES | 0 |  |  | 1 | 1 | 0 | 0 | 0 | 0 |  | 0 | 0 | Kayites | 0 | 0 | 0 | Under ROP
SAL315 | SAL 315 | FM - KAYITES | 0 |  |  | 1 | 1 | 0 | 0 | 0 | 0 |  | 0 | 0 | Kayites | 0 | 0 | 0 | Under ROP
SAL355 | SAL 355 | FM - KAYITES | 0 |  |  | 1 | 1 | 0 | 0 | 0 | 0 |  | 0 | 0 | Kayites | 0 | 0 | 0 | Under ROP
SAL400 | SAL 400 | FM - KAYITES | 0 |  |  | 1 | 1 | 0 | 0 | 0 | 0 |  | 0 | 0 | Kayites | 0 | 0 | 0 | Overstocked
SAL450 | SAL 450 | FM - KAYITES | 0 |  |  | 1 | 1 | 0 | 0 | 0 | 0 |  | 0 | 0 | Kayites | 0 | 0 | 0 | Under ROP
SAL500 | SAL 500 | FM - KAYITES | 0 |  |  | 1 | 1 | 0 | 0 | 0 | 0 |  | 0 | 0 | Kayites | 0 | 0 | 0 | Under ROP
SAL560 | SAL 560 | FM - KAYITES | 0 |  |  | 1 | 1 | 0 | 0 | 0 | 0 |  | 0 | 0 | Kayites | 0 | 0 | 0 | Under ROP
SAL630 | SAL 630 | FM - KAYITES | 0 |  |  | 1 | 1 | 0 | 0 | 0 | 0 |  | 0 | 0 | Kayites | 0 | 0 | 0 | Under ROP
SAL710 | SAL 710 | FM - KAYITES | 0 |  |  | 1 | 1 | 0 | 0 | 0 | 0 |  | 0 | 0 | Kayites | 0 | 0 | 0 | Under ROP
SAV STICKERS | Solvent Printed SAV Stickers - Rounded Corners - (108mm x 88mm) | FM - WORKS | 1.69 | 37.5 | 0.2 | 0.5 | 1 | 19 | 8 | 27 | 64 |  | 0 | 0 | HC Soekoe CC | 0 | 0 | 0 | Overstocked
SCB0820-1.3kW-M | Side Channel Blower - 1.3kW-M - 1 1/2 - 230V | FM - FPZ | 0 |  |  | 1 | 1 | 0 | 0 | 0 | 0 |  | 0 | 0 | Effepizeta | 0 | 0 | 0 | Overstocked
SCBD2M0.7kWb | SCB D2M 0.7kW - 220V | FM - BLOWER | 0 |  |  | 1 | 1 | 0 | 0 | 0 | 0 |  | 0 | 0 |  | 0 | 0 | 0 | Under ROP
SCBD2T0.7kWB | SCB D2T 0.7kW - 400V | FM - BLOWER | 0 |  |  | 1 | 1 | 0 | 0 | 0 | 0 |  | 0 | 0 |  | 0 | 0 | 0 | Under ROP
SCBD3M1.3kWB | SCB D3M 1.3kW - 220V | FM - BLOWER | 0 |  |  | 1 | 1 | 0 | 0 | 0 | 0 |  | 0 | 0 |  | 0 | 0 | 0 | Under ROP
SCBD3T0.85kWB | SCB D3T 0.85kW - 400V | FM - BLOWER | 0 |  |  | 1 | 1 | 0 | 0 | 0 | 0 |  | 0 | 0 |  | 0 | 0 | 0 | Under ROP
SCBD3T1.3kWB | SCB D3T 1.3kW - 400V | FM - BLOWER | 0 |  |  | 1 | 1 | 0 | 0 | 0 | 0 |  | 0 | 0 |  | 0 | 0 | 0 | Under ROP
SCBD4M1.3kWB | SCB D4M 1.3kW - 220V | FM - BLOWER | 0 |  |  | 1 | 1 | 0 | 0 | 0 | 0 |  | 0 | 0 |  | 0 | 0 | 0 | Under ROP
SCBD4M1.5kWB | SCB D4M 1.5kW - 220V | FM - BLOWER | 0 |  |  | 1 | 1 | 0 | 0 | 0 | 0 |  | 0 | 0 |  | 0 | 0 | 0 | Under ROP
SCBD4M2.2kWB | SCB D4M 2.2kW - 220V | FM - BLOWER | 0 |  |  | 1 | 1 | 0 | 0 | 0 | 0 |  | 0 | 0 |  | 0 | 0 | 0 | Under ROP
SCBD4T1.6kWB | SCB D4T 1.6kW - 400V | FM - BLOWER | 0 |  |  | 1 | 1 | 0 | 0 | 0 | 0 |  | 0 | 0 |  | 0 | 0 | 0 | Under ROP
SCBD4T2.2kW- | Side Channel Blower D4T 2.2kW - 400V - 3Ph - 50Hz - 1.5Inch |  | 0 |  |  | 1 | 1 | 0 | 0 | 0 | 0 |  | 0 | 0 |  | 0 | 0 | 0 | Under ROP
SCBD4T2.2kWB | SCB D4T 2.2kW - 400V | FM - BLOWER | 0 |  |  | 1 | 1 | 0 | 0 | 0 | 0 |  | 0 | 0 |  | 0 | 0 | 0 | Under ROP
SCBD5T2.2kWB | SCB D5T 2.2kW - 400V | FM - BLOWER | 0 |  |  | 1 | 1 | 0 | 0 | 0 | 0 |  | 0 | 0 |  | 0 | 0 | 0 | Under ROP
SCBD5T3kWB | SCB D5T 3kW - 400V | FM - BLOWER | 0 |  |  | 1 | 1 | 0 | 0 | 0 | 0 |  | 0 | 0 |  | 0 | 0 | 0 | Under ROP
SCBD5T4kWB | SCB D5T 4kW - 400V | FM - BLOWER | 0 |  |  | 1 | 1 | 0 | 0 | 0 | 0 |  | 0 | 0 |  | 0 | 0 | 0 | Under ROP
SCBD7T3.0kWB | SCB D7T 3.0kW - 400V | FM - BLOWER | 0 |  |  | 1 | 1 | 0 | 0 | 0 | 0 |  | 0 | 0 |  | 0 | 0 | 0 | Under ROP
SCBD7T5.5kWB | SCB D7T 5.5kW - 400V | FM - BLOWER | 0 |  |  | 1 | 1 | 0 | 0 | 0 | 0 |  | 0 | 0 |  | 0 | 0 | 0 | Under ROP
SCBD8T5.5kWB | SCB D8T 5.5kW - 400V | FM - BLOWER | 0 |  |  | 1 | 1 | 0 | 0 | 0 | 0 |  | 0 | 0 |  | 0 | 0 | 0 | Under ROP
SCBD9T16.5kW | Side Channel Blower D5T 16.5kW - 400V - 3Ph - 50Hz - 4Inch |  | 0 |  |  | 1 | 1 | 0 | 0 | 0 | 0 |  | 0 | 0 |  | 0 | 0 | 0 | Under ROP
SCBFLT1.25B | SCB Blower Simple Intake Filter - 1 1/4 | FM - BLOWER | 0 |  |  | 1 | 1 | 0 | 0 | 0 | 0 |  | 0 | 0 |  | 0 | 0 | 0 | Overstocked
SCBFLT1.5B | SCB Blower Simple Intake Filter - 1 1/2 | FM - BLOWER | 0 |  |  | 1 | 1 | 0 | 0 | 0 | 0 |  | 0 | 0 |  | 0 | 0 | 0 | Overstocked
SCBFLT2.5B | SCB Blower Simple Intake Filter - 2 1/2 | FM - BLOWER | 0 |  |  | 1 | 1 | 0 | 0 | 0 | 0 |  | 0 | 0 |  | 0 | 0 | 0 | Overstocked
SCBFLT4 | SCB Blower Simple Intake Filter - 4 | FM - BLOWER | 0 |  |  | 1 | 1 | 0 | 0 | 0 | 0 |  | 0 | 0 |  | 0 | 0 | 0 | Overstocked
SCBPV1.25AB | SCB Pressure Relieve Valve - 1 1/4 - Aluminium | FM - BLOWER | 0 |  |  | 1 | 1 | 0 | 0 | 0 | 0 |  | 0 | 0 |  | 0 | 0 | 0 | Overstocked
SCBPV1.25PB | SCB Pressure Relieve Valve - 1 1/4 - Plastic | FM - BLOWER | 0 |  |  | 1 | 1 | 0 | 0 | 0 | 0 |  | 0 | 0 |  | 0 | 0 | 0 | Overstocked
SCBPV4AB | SCB Pressure Relieve Valve - 4 - Aluminium | FM - BLOWER | 0 |  |  | 1 | 1 | 0 | 0 | 0 | 0 |  | 0 | 0 |  | 0 | 0 | 0 | Overstocked
SCBS0T0.12kWB | SCB S0T 0.12kW - 400V | FM - BLOWER | 0 |  |  | 1 | 1 | 0 | 0 | 0 | 0 |  | 0 | 0 |  | 0 | 0 | 0 | Under ROP
SCBS1M0.2kWB | SCB S1M 0.2kW - 220V | FM - BLOWER | 0 |  |  | 1 | 1 | 0 | 0 | 0 | 0 |  | 0 | 0 |  | 0 | 0 | 0 | Under ROP
SCBS1T0.2kWB | SCB S1T 0.2kW - 400V | FM - BLOWER | 0 |  |  | 1 | 1 | 0 | 0 | 0 | 0 |  | 0 | 0 |  | 0 | 0 | 0 | Under ROP
SCBS2M0.25kWB | SCB S2M 0.25kW - 220V | FM - BLOWER | 0 |  |  | 1 | 1 | 0 | 0 | 0 | 0 |  | 0 | 0 |  | 0 | 0 | 0 | Under ROP
SCBS2M0.4kWB | SCB S2M 0.4kW - 220V | FM - BLOWER | 0 |  |  | 1 | 1 | 0 | 0 | 0 | 0 |  | 0 | 0 |  | 0 | 0 | 0 | Under ROP
SCBS2T0.25kWB | SCB S2T 0.25kW - 400V | FM - BLOWER | 0 |  |  | 1 | 1 | 0 | 0 | 0 | 0 |  | 0 | 0 |  | 0 | 0 | 0 | Under ROP
SCBS2T0.4kWB | SCB S2T 0.4kW - 400V | FM - BLOWER | 0 |  |  | 1 | 1 | 0 | 0 | 0 | 0 |  | 0 | 0 |  | 0 | 0 | 0 | Under ROP
SCBS3M0.55kWB | SCB S3M 0.55kW - 220V | FM - BLOWER | 0 |  |  | 1 | 1 | 0 | 0 | 0 | 0 |  | 0 | 0 |  | 0 | 0 | 0 | Under ROP
SCBS3M0.7kWB | SCB S3M 0.7kW - 220V | FM - BLOWER | 0 |  |  | 1 | 1 | 0 | 0 | 0 | 0 |  | 0 | 0 |  | 0 | 0 | 0 | Under ROP
SCBS3T0.55kWB | SCB S3T 0.55kW - 400V | FM - BLOWER | 0 |  |  | 1 | 1 | 0 | 0 | 0 | 0 |  | 0 | 0 |  | 0 | 0 | 0 | Under ROP
SCBS3T0.7kWB | SCB S3T 0.7kW - 400V | FM - BLOWER | 0 |  |  | 1 | 1 | 0 | 0 | 0 | 0 |  | 0 | 0 |  | 0 | 0 | 0 | Under ROP
SCBS4M0.7kWB | SCB S4M 0.7kW - 220V | FM - BLOWER | 0 |  |  | 1 | 1 | 0 | 0 | 0 | 0 |  | 0 | 0 |  | 0 | 0 | 0 | Under ROP
SCBS4M0.85kWB | SCB S4M 0.85kW - 220V | FM - BLOWER | 0 |  |  | 1 | 1 | 0 | 0 | 0 | 0 |  | 0 | 0 |  | 0 | 0 | 0 | Under ROP
SCBS4M1.3kWB | SCB S4M 1.3kW - 220V | FM - BLOWER | 0 |  |  | 1 | 1 | 0 | 0 | 0 | 0 |  | 0 | 0 |  | 0 | 0 | 0 | Under ROP
SCBS4T0.7kWB | SCB S4T 0.7kW - 400V | FM - BLOWER | 0 |  |  | 1 | 1 | 0 | 0 | 0 | 0 |  | 0 | 0 |  | 0 | 0 | 0 | Under ROP
SCBS4T0.85kWB | SCB S4T 0.85kW - 400V | FM - BLOWER | 0 |  |  | 1 | 1 | 0 | 0 | 0 | 0 |  | 0 | 0 |  | 0 | 0 | 0 | Under ROP
SCBS4T1.3kWB | SCB S4T 1.3kW - 400V | FM - BLOWER | 0 |  |  | 1 | 1 | 0 | 0 | 0 | 0 |  | 0 | 0 |  | 0 | 0 | 0 | Under ROP
SCBS5M1.3kWB | SCB S5M 1.3kW - 220V | FM - BLOWER | 0 |  |  | 1 | 1 | 0 | 0 | 0 | 0 |  | 0 | 0 |  | 0 | 0 | 0 | Under ROP
SCBS5M1.5kWB | SCB S5M 1.5kW - 220V | FM - BLOWER | 0 |  |  | 1 | 1 | 0 | 0 | 0 | 0 |  | 0 | 0 |  | 0 | 0 | 0 | Under ROP
SCBS5M2.2kWB | SCB S5M 2.2kW - 220V | FM - BLOWER | 0 |  |  | 1 | 1 | 0 | 0 | 0 | 0 |  | 0 | 0 |  | 0 | 0 | 0 | Under ROP
SCBS5T1.3kWB | SCB S5T 1.3kW - 400V | FM - BLOWER | 0 |  |  | 1 | 1 | 0 | 0 | 0 | 0 |  | 0 | 0 |  | 0 | 0 | 0 | Under ROP
SCBS5T1.6kWB | SCB S5T 1.6kW - 400V | FM - BLOWER | 0 |  |  | 1 | 1 | 0 | 0 | 0 | 0 |  | 0 | 0 |  | 0 | 0 | 0 | Under ROP
SCBS5T2.2kWB | SCB S5T 2.2kW - 400V | FM - BLOWER | 0 |  |  | 1 | 1 | 0 | 0 | 0 | 0 |  | 0 | 0 |  | 0 | 0 | 0 | Under ROP
SCBS6M2.2kWB | SCB S6M 2.2kW - 220V | FM - BLOWER | 0 |  |  | 1 | 1 | 0 | 0 | 0 | 0 |  | 0 | 0 |  | 0 | 0 | 0 | Under ROP
SCBS6T2.2kWB | SCB S6T 2.2kW - 400V | FM - BLOWER | 0 |  |  | 1 | 1 | 0 | 0 | 0 | 0 |  | 0 | 0 |  | 0 | 0 | 0 | Under ROP
SCBS6T3kWB | SCB S6T 3kW - 400V | FM - BLOWER | 0 |  |  | 1 | 1 | 0 | 0 | 0 | 0 |  | 0 | 0 |  | 0 | 0 | 0 | Under ROP
SCBS7T3kWB | SCB S7T 3kW - 400V | FM - BLOWER | 0 |  |  | 1 | 1 | 0 | 0 | 0 | 0 |  | 0 | 0 |  | 0 | 0 | 0 | Under ROP
SCBS7T4.3kWB | SCB S7T 4.3kW - 400V | FM - BLOWER | 0 |  |  | 1 | 1 | 0 | 0 | 0 | 0 |  | 0 | 0 |  | 0 | 0 | 0 | Under ROP
SCBS8T4.3kWB | SCB S8T 4.3kW - 400V | FM - BLOWER | 0 |  |  | 1 | 1 | 0 | 0 | 0 | 0 |  | 0 | 0 |  | 0 | 0 | 0 | Under ROP
SCBS8T5.5kWB | SCB S8T 5.5kW - 400V | FM - BLOWER | 0 |  |  | 1 | 1 | 0 | 0 | 0 | 0 |  | 0 | 0 |  | 0 | 0 | 0 | Under ROP
SCBS8T7.5kWB | SCB S8T 7.5kW - 400V | FM - BLOWER | 0 |  |  | 1 | 1 | 0 | 0 | 0 | 0 |  | 0 | 0 |  | 0 | 0 | 0 | Under ROP
SCBS9T12.5kW | Side Channel Blower S9T 12.5Kw - 525V - 4 |  |  |  |  | 1 | 1 | 0 | 0 | 0 | 0 |  | 0 | 0 |  | 0 | 0 |  | Under ROP
SCL-R20MD-0.75kW-400V | SCL R20MD 0.75kW 400V BLOWER | FM - FPZ |  |  |  | 1 | 1 | 0 | 0 | 0 | 0 |  | 0 | 0 | Effepizeta | 0 | 0 |  | Overstocked
SE07MD50+0004 | e7 MD 4.0Kw 3Ph |  | 0 |  |  | 1 | 1 | 0 | 0 | 0 | 0 |  | 0 | 0 |  | 0 | 0 | 0 | Under ROP
SE07MS50+0005 | SCL e07-MS MOR IE3 M.E. 4.0-4.8KW - 2 POLI 345-415/200-240V 50Hz - 380-480/220-280V 60Hz. IP55 | FM - FPZ |  | 0.06 | 1.97 | 1 | 1 | 0 | 0 | 0 | 0 |  | 0 | 0 | Effepizeta | 0 | 0 |  | Overstocked
SE07MS50+0012 | SCL e07-MS MOR IE3 M.E. 5.5 - 6.5 kW - 2 POLI -600-720/345-415V 50Hz - 660-830/380-480V 60Hz WR | FM - FPZ |  | 0.14 | 1.81 | 1 | 1 | 0 | 0 | 0 | 0 |  | 0 | 0 | Effepizeta | 0 | 0 |  | Overstocked
SE08MS50+0014 | SCL e08-MS MOR - IE3 M.E 7.5KW - 9.0KW - 2 POLI | FM - FPZ |  | 0.14 | 1.97 | 1 | 1 | 0 | 0 | 0 | 0 |  | 0 | 0 | Effepizeta | 0 | 0 |  | Overstocked
SE08MS55 | SCL e08-MS MOR IE3 - M.E. 5.5 kW- 525V -IE3 -IP55 NATURAL FINISH | FM - FPZ |  | 0.08 | 1.97 | 1 | 1 | 0 | 0 | 0 | 0 |  | 0 | 0 | Effepizeta | 0 | 0 |  | Overstocked
SE10MS50+0005 | SCL e10-MS MOR IE3 M.E. 11 - 13 kW - 2 POLI - 380V - IP55 Natural Finish | FM - FPZ |  | 0.23 | 1.61 | 1 | 1 | 0 | 0 | 0 | 0 |  | 0 | 0 | Effepizeta | 0 | 0 |  | Overstocked
SE11MS00+0048 | SCL e11-MS MOR IE2 M.E. 11 - 13 kW - 2 POLI - 300/525V 50HZ 360/630V 60HZ IE2 - CL. F TROP. | FM - FPZ |  | 0.57 | 2.08 | 1 | 1 | 1 | 1 | 2 | 3 |  | 0 | 0 | Effepizeta | 0 | 0 |  | Overstocked
SE11TS50+0002 | SCL e11-TS MOR IER - M.E 22 - 25.5 kW - 2 POLI - IE3 CL. F TROP. PTO IP55 - NATURAL FINISH | FM - FPZ |  | 0.23 | 1.97 | 1 | 1 | 0 | 0 | 0 | 0 |  | 0 | 0 | Effepizeta | 0 | 0 |  | Overstocked
SE12TS50+0000 | SCL e12-TS MOR IE3 - M.E. 18.5 - 22 kW - 2 POLI |  |  |  |  | 1 | 1 | 0 | 0 | 0 | 0 |  | 0 | 0 |  | 0 | 0 |  | Under ROP
SEF100 | SEF 100 | FM - KAYITES | 286.16 | 0.34 | 0.43 | 1 | 1 | 0 | 0 | 0 | 0 |  | 0 | 0 | Kayites | 0 | 0 | 0 | Overstocked
SEF125 | SEF125 | FM - KAYITES | 416.55 | 0.86 | 0.51 | 1 | 1 | 1 | 0 | 1 | 2 |  | 0 | 0 | Kayites | 0 | 0 | 0 | Overstocked
SFB04006006 | Flat Bar CQ 40x6mm 6 Mtr | CASING | 175.34 | 1.5 | 0.36 | 1 | 1 | 2 | 1 | 3 | 4 |  | 0 | 1 | NJR STEEL - ALRODE (PTY) LTD | 0 | 1 | 175.34 | Under ROP
SH01 | HAND STRAPPING 12X 1500M - BLACK | FM - WORKS | 496.99 | 0.2 | 0 | 0.5 | 1 | 0 | 0 | 0 | 0 |  | 0 | 0 | Advantage Air Africa Pty Ltd | 0 | 0 | 0 | Overstocked
SHPBSW | BANDSAW WELD ONLY BIMETAL | FM - WORKS | 75 | 0.22 | 0.53 | 1 | 1 | 0 | 0 | 0 | 0 |  | 0 | 0 | SPARES 2000 CC t/a SHARP-RITE | 0 | 0 | 0 | Overstocked
SHR03012252450 | HR Sheet SAE1008 2450x1225x3 | CASING |  | 0.5 | 0.36 | 1 | 1 | 0 | 0 | 0 | 0 |  | 0 | 0 | NJR STEEL - ALRODE (PTY) LTD | 0 | 0 |  | Overstocked
SITEW | Site Work - 8 hours |  | 0 |  |  | 1 | 1 | 0 | 0 | 0 | 0 |  | 0 | 0 |  | 0 | 0 | 0 | Under ROP
SK03MS50+0121 | SCL K03-MS MOR IE3 M.E. 0.55 - 0.65 kW 2 POLI345-415/200-240V 50Hz - 380-480/220-280V 60Hz WR | FM - FPZ |  | 0.29 | 0.26 | 1 | 1 | 0 | 0 | 0 | 0 |  | 0 | 0 | Effepizeta | 0 | 0 |  | Overstocked
SLA2025 | Support SLA Mar |  |  | 0.54 | 0.24 | 1 | 1 | 1 | 0 | 1 | 2 |  | 0 | 0 | AXEGROUP | 0 | 0 |  | Overstocked
SMOKE EXTRACTION FS 160/180 | TERMINAL BLOCK 300c | FM - MOTORS | 672 | 0.03 | 0.13 | 1 | 1 | 0 | 0 | 0 | 0 |  | 0 | 0 | WEG South Africa | 0 | 0 | 0 | Overstocked
SMR2005 | Spring Mount 2 - 750 - White | FM - DONKIN | 302.33 | 0.15 | 0.53 | 1 | 1 | 0 | 0 | 0 | 0 |  | 0 | 0 | Seal 'N Devices (Pty) Ltd | 0 | 0 | 0 | Overstocked
SMR3002 | Spring Mount 3 - 1350 - Yellow |  | 0 |  |  | 1 | 1 | 0 | 0 | 0 | 0 |  | 0 | 0 |  | 0 | 0 | 0 | Under ROP
SMR3005 | Spring Mount 3 - 1000 - Black |  | 0 |  |  | 1 | 1 | 0 | 0 | 0 | 0 |  | 0 | 0 |  | 0 | 0 | 0 | Under ROP
SMR3005. | Spring Mount 3 - 1000 - Black |  | 0 |  |  | 1 | 1 | 0 | 0 | 0 | 0 |  | 0 | 0 |  | 0 | 0 | 0 | Under ROP
SMR3006 | Spring Mount 3 - 1350 - Yellow |  | 0 |  |  | 1 | 1 | 0 | 0 | 0 | 0 |  | 0 | 0 |  | 0 | 0 | 0 | Under ROP
SMR3007 | Spring Mount 3 - 1675 - Yellow |  | 0 |  |  | 1 | 1 | 0 | 0 | 0 | 0 |  | 0 | 0 |  | 0 | 0 | 0 | Under ROP
SMRH1003 | Spring Mount H 1-125Red | FM - DONKIN |  |  |  | 1 | 1 | 0 | 0 | 0 | 0 |  | 0 | 0 | Seal 'N Devices (Pty) Ltd | 0 | 0 |  | Under ROP
SMRH1004 | Spring Mount H 1-200Black | FM - DONKIN |  | 12 |  | 1 | 1 | 0 | 0 | 0 | 0 |  | 0 | 0 | Seal 'N Devices (Pty) Ltd | 0 | 0 |  | Under ROP
SMRH1005 | Spring Mount H 1-310Yellow | FM - DONKIN |  |  |  | 1 | 1 | 0 | 0 | 0 | 0 |  | 0 | 0 | Seal 'N Devices (Pty) Ltd | 0 | 0 |  | Under ROP
SMW23030 | 5.5KW 4P 380V IP55 300 C/2HR WEG SMOKEX PAD W22 MOTOR | FM - MOTORS |  | 0.33 | 1.77 | 1 | 1 | 0 | 1 | 1 | 1 |  | 0 | 0 | WEG South Africa | 0 | 0 |  | Overstocked
SOF250 | SOF 250 | FM - KAYITES | 0 |  |  | 1 | 1 | 0 | 0 | 0 | 0 |  | 0 | 0 | Kayites | 0 | 0 | 0 | Under ROP
SOF300 | SOF 300 | FM - KAYITES | 0 |  |  | 1 | 1 | 0 | 0 | 0 | 0 |  | 0 | 0 | Kayites | 0 | 0 | 0 | Under ROP
SOF350 | SOF 350 | FM - KAYITES | 0 |  |  | 1 | 1 | 0 | 0 | 0 | 0 |  | 0 | 0 | Kayites | 0 | 0 | 0 | Under ROP
SOF400 | SOF 400 | FM - KAYITES | 0 |  |  | 1 | 1 | 0 | 0 | 0 | 0 |  | 0 | 0 | Kayites | 0 | 0 | 0 | Under ROP
SOF450 | SOF 450 | FM - KAYITES | 0 |  |  | 1 | 1 | 0 | 0 | 0 | 0 |  | 0 | 0 | Kayites | 0 | 0 | 0 | Under ROP
SOF500 | SOF 500 | FM - KAYITES | 0 |  |  | 1 | 1 | 0 | 0 | 0 | 0 |  | 0 | 0 | Kayites | 0 | 0 | 0 | Under ROP
SOF630 | SOF 630 | FM - KAYITES | 0 |  |  | 1 | 1 | 0 | 0 | 0 | 0 |  | 0 | 0 | Kayites | 0 | 0 | 0 | Under ROP
SP | Spark Proofing - SP | FM - LUCK & KING |  | 0.24 | 1.08 | 1 | 1 | 0 | 0 | 0 | 0 |  | 0 | 0 | Luck and King | 0 | 0 |  | Overstocked
SQL-GLF12.5-D | Galvanised Industrial Extractor Fan + Grill & Louvers: 1380sq, 220V, 1.1kw, 440rpm, 44000m3/hr |  |  |  |  | 1 | 1 | 0 | 0 | 0 | 0 |  | 0 | 0 | AF Fans CC | 0 | 0 |  | Overstocked
SQL-GLF12.5-GR | GLF Grill: 1380sq. |  | 0 | 0.38 | 0.55 | 1 | 1 | 0 | 0 | 0 | 0 |  | 0 | 0 | AF Fans CC | 0 | 0 | 0 | Overstocked
SQL-GLF9.5-D | GLF 9.5 c/w 0.75kW 220v |  |  | 0.33 | 0.39 | 1 | 1 | 0 | 0 | 0 | 0 |  | 0 | 0 | AF Fans CC | 0 | 0 |  | Overstocked
SQL-GR75F | GLF Fan Wheel - Fixed 70mm |  | 147 | 0.77 | 0.55 | 1 | 1 | 1 | 0 | 1 | 2 |  | 0 | 0 | AF Fans CC | 0 | 0 | 0 | Overstocked
SQL-GR75PBR | GLF Fan Wheel - PBK 70mm |  | 157.5 | 0.77 | 0.55 | 1 | 1 | 1 | 0 | 1 | 2 |  | 0 | 0 | AF Fans CC | 0 | 0 | 0 | Overstocked
SR20MD00+0095 | SCL R20-MD GOR ATEX 2G ANOD. +V.INOX + IMPR. EU M.E.0.75-0.9KW - 2 POLI 230/400-50 |  |  |  |  | 1 | 1 | 0 | 0 | 0 | 0 |  | 0 | 0 |  | 0 | 0 |  | Under ROP
SR30MD000024 | SCL R30-MD MOR M.E 1.5KW 1Ph 220V | FM - FPZ | 0 |  |  | 1 | 1 | 0 | 0 | 0 | 0 |  | 0 | 0 |  | 0 | 0 | 0 | Under ROP
SR30MD000069 | SCL R30-MD MOR EU M.E 1.5KW 3Ph 380V | FM - FPZ |  | 0.4 | 1.71 | 1 | 1 | 0 | 1 | 1 | 1 |  | 0 | 1 | Effepizeta | 0 | 1 |  | Under ROP
SR30MD50 | R30 MD 1.5Kw 380V 3-ph |  | 0 |  |  | 1 | 1 | 0 | 0 | 0 | 0 |  | 0 | 0 |  | 0 | 0 | 0 | Under ROP
SR30MD50+0010 | R30 MD 1.5K 380V 3Ph |  | 0 |  |  | 1 | 1 | 0 | 0 | 0 | 0 |  | 0 | 0 |  | 0 | 0 | 0 | Under ROP
SR30MD50+0020 | R30 MD 1.5Kw 220V 1-ph |  | 0 |  |  | 1 | 1 | 0 | 0 | 0 | 0 |  | 0 | 0 |  | 0 | 0 | 0 | Under ROP
SR40MD00 + 0006 | SCL R40-MD MOR EU M.E 2.2kW - 2 POLI 230-50 V-HZ - MF - CL.F TROP. + PTO - IP55 - PAINTED | FM - FPZ |  | 0.04 | 1.97 | 1 | 1 | 0 | 0 | 0 | 0 |  | 0 | 0 | Effepizeta | 0 | 0 |  | Overstocked
SR40MD00+0006 | SCL R40MD | FM - FPZ | 0 |  |  | 1 | 1 | 0 | 0 | 0 | 0 |  | 0 | 0 |  | 0 | 0 | 0 | Under ROP
SSD | New Disk replacement SSD 512gb from invoice AXG0205 |  | 850 | 0.11 | 0.26 | 1 | 1 | 0 | 0 | 0 | 0 |  | 0 | 0 | AXEGROUP | 0 | 0 | 0 | Overstocked
ST0.14220 | Satmos Treatment 0.1Kw 1430rpm 230V | FM - LUCK & KING |  | 0.04 | 0.3 | 1 | 1 | 0 | 0 | 0 | 0 |  | 0 | 0 | Luck and King | 0 | 0 |  | Overstocked
ST0001 | 760diam/9bladed/28mmbore/30deg/Impeller/FB |  | 250 | 0.34 | 0.35 | 1 | 1 | 0 | 0 | 0 | 0 |  | 0 | 0 | Phoenix Fans & Engineering | 0 | 0 | 0 | Overstocked
STEPDRILL11 | STEP DRILL 4-22 X2MM T/CRAFT | CONSUMABLES |  | 3 | 0.03 | 1 | 1 | 3 | 0 | 3 | 6 |  | 0 | 6 | EIS - (Engineering And Industrial Supplies) | 0 | 6 |  | Under ROP
STEPDRILL32 | STEP DRILL 4-32 X 2MM | CONSUMABLES |  | 3 | 0.03 | 1 | 1 | 3 | 0 | 3 | 6 |  | 0 | 6 | EIS - (Engineering And Industrial Supplies) | 0 | 6 |  | Under ROP
STOCK GALVANIZING-12 JULY 2024 | STOCK GALVANIZING-12 JULY 2024 | FM - CASING | 13.8 | 9.43 | 0.53 | 1 | 1 | 9 | 5 | 14 | 23 |  | 0 | 0 | GALVAGLOW (PTY) LTD | 0 | 0 | 0 | Overstocked
STORAGE1000000 | Rental Space to Store Goods |  |  | 0.5 | 0.1 | 1 | 1 | 0 | 0 | 0 | 0 |  | 0 | 0 | Plant Service & Maintenance (PTY) Ltd | 0 | 0 |  | Overstocked
SWA02.5X4BKLH | STEEL WIRE ARMOURED 2.5MM X 4 | FM - WORKS | 43.33 | 2.4 | 0.1 | 1 | 1 | 2 | 0 | 2 | 4 |  | 0 | 0 | Alvern Cables (Pty) Ltd | 0 | 0 | 0 | Overstocked
Sea Freight | Sea Freight 2-off Blower |  | 0 |  |  | 1 | 1 | 0 | 0 | 0 | 0 |  | 0 | 0 |  | 0 | 0 | 0 | Under ROP
Search Engine | Search Engine Optimisation - Pro Package |  |  | 0.78 | 0.49 | 1 | 1 | 1 | 0 | 1 | 2 |  | 0 | 0 | ONPOINT MEDIA SA | 0 | 0 |  | Overstocked
Service Provider | Service |  |  | 0.6 | 0.29 | 1 | 1 | 1 | 0 | 1 | 2 |  | 0 | 2 | Comtech Network Solutions | 0 | 2 |  | Under ROP
Spare Motor | Tiracamino | FM - VORTICE | 0 |  |  | 1 | 1 | 0 | 0 | 0 | 0 |  | 0 | 0 | Vortice | 0 | 0 | 0 | Under ROP
Spring Hanger | 2.280 Green |  | 0 |  |  | 1 | 1 | 0 | 0 | 0 | 0 |  | 0 | 0 |  | 0 | 0 | 0 | Under ROP
Stantionary | Stationary |  | 45.96 | 11.61 | 0.33 | 1 | 1 | 12 | 4 | 16 | 28 |  | 0 | 0 | Bond Stationers | 0 | 0 | 0 | Healthy
TAB10130 | 1.1kw 6P 400V B30 90L IE1 MOTOR WEG W21 IP55 AL BOX | FM - MOTORS |  | 0.11 | 1.54 | 1 | 1 | 0 | 0 | 0 | 0 |  | 0 | 0 | WEG South Africa | 0 | 0 |  | Overstocked
TAB15030 | 2.2kW 2P 400V B30 90L IE1 MOTOR WEG W11 IP55 AL BOX |  | 0 |  |  | 1 | 1 | 0 | 0 | 0 | 0 |  | 0 | 0 |  | 0 | 0 | 0 | Under ROP
TAB15030- | 2.2kW 2P 400V B30 90L IE1 MOTOR WEG W11 IP55 AL BOX | FM - MOTORS |  | 0.11 | 1.77 | 1 | 1 | 0 | 0 | 0 | 0 |  | 0 | 0 | WEG South Africa | 0 | 0 |  | Overstocked
TAP08130 | 0.75kw 6P 400V B30 90S IE1 MOTOR WEG W21 IP55 AL LEAD | FM - MOTORS |  | 0.11 | 1.54 | 1 | 1 | 0 | 0 | 0 | 0 |  | 0 | 0 | WEG South Africa | 0 | 0 |  | Overstocked
TAXIP F300 450-5-25 | c/w 0.55 kW 4 Pole 380V Motor |  | 0 |  |  | 1 | 1 | 0 | 0 | 0 | 0 |  | 0 | 0 |  | 0 | 0 | 0 | Under ROP
TB 315-560 | Casing Terminal Box (315-560) | FM - DONKIN | 0 | 19 | 0.1 | 1 | 1 | 19 | 2 | 21 | 40 |  | 0 | 0 | ULTIMATENG (PTY) LTD | 0 | 0 | 0 | Healthy
TB 630-800 | Casing Terminal Box (560-800) | FM - DONKIN | 0 | 19 | 0.1 | 1 | 1 | 19 | 2 | 21 | 40 |  | 0 | 0 | ULTIMATENG (PTY) LTD | 0 | 0 | 0 | Healthy
TC10.0X4BKHO7 | Trailing Cable 10mm2 4 Core | FM - WORKS | 138.58 | 3.78 | 0.49 | 1 | 1 | 4 | 2 | 6 | 10 |  | 0 | 0 | Alvern Cables (Pty) Ltd | 0 | 0 | 0 | Overstocked
TCOVER | ROPE TIE DOWN - TONNEAU COVER - MAHINDRA SINGLE CAB | Car accessories |  | 1 | 0.26 | 1 | 1 | 1 | 0 | 1 | 2 |  | 0 | 2 | TONNEAU COVER MASTERS | 0 | 2 |  | Under ROP
TEX1943033 | 3kW 4P 220/380-415V B3T 100L IE1 Motor WEG W21 IP55 FLP | FM - MOTORS |  | 0.03 | 0.03 | 1 | 1 | 0 | 0 | 0 | 0 |  | 0 | 0 | WEG South Africa | 0 | 0 |  | Overstocked
TEX2313030 | 5.5kW 6P 380-415/660V B3 132M IE1 MOTOR WEG W21 IP55 FLP |  |  | 0.05 | 0.26 | 1 | 1 | 0 | 0 | 0 | 0 |  | 0 | 0 | Weg SA | 0 | 0 |  | Overstocked
THINNERS - 25L | Thinners 25L | FM - WORKS | 670.43 |  | 1 | 0.5 | 1 | 5 | 10 | 15 | 25 |  | 0 | 24 |  | 0 | 24 | 16090.32 | Under ROP
THINNERS - 5L | Thinners 5l | FM - WORKS | 0 |  | 1 | 0.5 | 1 | 5 | 10 | 15 | 25 |  | 0 | 25 |  | 0 | 25 | 0 | Under ROP
TR355T4 | Torrette TR 355 T4 0.55KW ATEX ZONE1 (1084 CFM) | FM - VORTICE | 0 | 0.07 | 1.08 | 1 | 1 | 0 | 0 | 0 | 0 |  | 0 | 0 | Vortice | 0 | 0 | 0 | Under ROP
TR400T4 | Torrette TR 400 T4 1.1KW ATEX ZONE1 (2700 CFM) | FM - VORTICE | 0 | 0.11 | 1.08 | 1 | 1 | 0 | 0 | 0 | 0 |  | 0 | 0 | Vortice | 0 | 0 | 0 | Under ROP
TR450T4 | Torrette TR 450 T4 2.2KW ATEX ZONE 1 (4500 CFM) | FM - VORTICE | 0 | 0.21 | 1.08 | 1 | 1 | 0 | 0 | 0 | 0 |  | 0 | 0 | Vortice | 0 | 0 | 0 | Under ROP
TR500T4 | Torrette TR 500 T4 3KW ATEX ZONE1 (6500 CFM) | FM - VORTICE | 0 | 0.14 | 1.08 | 1 | 1 | 0 | 0 | 0 | 0 |  | 0 | 0 | Vortice | 0 | 0 | 0 | Under ROP
TR500T6 | Torrette TR 500 T6 0.75KW ATEX ZONE1 (3600 CFM) | FM - VORTICE | 0 | 0.04 | 1.08 | 1 | 1 | 0 | 0 | 0 | 0 |  | 0 | 0 | Vortice | 0 | 0 | 0 | Under ROP
TR710T6 | Torrette TR 710 T6 4KW ATEX ZONE1 (9500 CFM) | FM - VORTICE | 0 | 0.04 | 1.08 | 1 | 1 | 0 | 0 | 0 | 0 |  | 0 | 0 | Vortice | 0 | 0 | 0 | Under ROP
TRK-AR-500T4 | Torrette TRK-AR 500 T4 3KW (6200CFM) | FM - VORTICE | 0 | 0.04 | 1.08 | 1 | 1 | 0 | 0 | 0 | 0 |  | 0 | 0 | Vortice | 0 | 0 | 0 | Under ROP
TRL | Traveling from Office to Airport |  | 0 |  |  | 1 | 1 | 0 | 0 | 0 | 0 |  | 0 | 0 |  | 0 | 0 | 0 | Under ROP
TRS250EC | Torrette TRS 250 EC (850 CFM) | FM - VORTICE | 0 | 0.04 | 1.08 | 1 | 1 | 0 | 0 | 0 | 0 |  | 0 | 0 | Vortice | 0 | 0 | 0 | Under ROP
TRS310EC | Torrette TRS 310 EC (1050 CFM) | FM - VORTICE | 0 | 0.04 | 1.08 | 1 | 1 | 0 | 0 | 0 | 0 |  | 0 | 0 | Vortice | 0 | 0 | 0 | Under ROP
TTR07603820006 | Rec Tube 76x38x1.9-6M | FABRICATION | 304.55 |  |  | 1 | 1 | 0 | 0 | 0 | 0 |  | 0 | 0 |  | 0 | 0 | 0 | Under ROP
TTS 55 Pro | TTS 55 Pro Laser Engraving Machine |  |  | 0.07 | 0.59 | 1 | 1 | 0 | 0 | 0 | 0 |  | 0 | 0 | Tech Up 3D | 0 | 0 |  | Under ROP
TTS038020006 | Sq / Tube 38X38X1.9-6M | FABRICATION | 205.99 |  |  | 1 | 1 | 0 | 0 | 0 | 0 |  | 0 | 0 |  | 0 | 0 | 0 | Under ROP
TTS038030006 | Sq / Tube 38X38X3.0-6M | FM - FABRICATION | 341.95 | 0.5 | 0 | 1 | 1 | 0 | 0 | 0 | 0 |  | 0 | 0 | NJR STEEL - ALRODE (PTY) LTD | 0 | 0 | 0 | Overstocked
TTSILENTM100 | TTSILENTM100 | Vents |  |  |  | 1 | 1 | 0 | 0 | 0 | 0 |  | 0 | 0 |  | 0 | 0 |  | Under ROP
TTSILENTM125 Fan | TTSILENTM125 |  | 0 |  |  | 1 | 1 | 0 | 0 | 0 | 0 |  | 0 | 0 |  | 0 | 0 | 0 | Under ROP
TTSILENTM250 | TTSILENTM250 | Vents |  |  |  | 1 | 1 | 0 | 0 | 0 | 0 |  | 0 | 0 |  | 0 | 0 |  | Overstocked
Terminal-B56.36 | Terminal Blocik 56.36 - 6TN 56.36 M5 Complete | FM - WORKS | 77.05 | 30 | 0.23 | 0.5 | 1 | 15 | 7 | 22 | 52 |  | 0 | 0 | Machine Electrical Components CC | 0 | 0 | 0 | Overstocked
Terminal-B70.45 | Terminal Blocks 70.45 - 6TN10, M6 | FM - WORKS | 169.6 |  | 1 | 0.5 | 1 | 6 | 12 | 18 | 30 |  | 0 | 0 | Machine Electrical Components CC | 0 | 0 | 0 | Overstocked
Toll | Toll | FM - MACHINERY |  | 1 | 0.03 | 1 | 1 | 1 | 0 | 1 | 2 |  | 0 | 2 | Lime Laser service | 0 | 2 |  | Under ROP
Transport | Delivery | FM - DONKIN |  | 0.11 | 1.01 | 1 | 1 | 0 | 0 | 0 | 0 |  | 0 | 0 | Air Speration | 0 | 0 |  | Under ROP
Travel | Call Out |  | 550 | 0.1 | 0.13 | 1 | 1 | 0 | 0 | 0 | 0 |  | 0 | 0 | AXEGROUP | 0 | 0 | 0 | Overstocked
UV | UV 710 / 3 / 8 1.1KW |  |  |  |  | 1 | 1 | 0 | 0 | 0 | 0 |  | 0 | 0 |  | 0 | 0 |  | Under ROP
UV 250/1/4 | 220 / 1 / 50 |  | 0 |  |  | 1 | 1 | 0 | 0 | 0 | 0 |  | 0 | 0 |  | 0 | 0 | 0 | Under ROP
UV 250/1/4 c/w | 0. 18 kW 220 / 1 / 50 |  | 0 |  |  | 1 | 1 | 0 | 0 | 0 | 0 |  | 0 | 0 |  | 0 | 0 | 0 | Under ROP
UV 400 SCREEN | 400 SCREENS |  | 0 |  |  | 1 | 1 | 0 | 0 | 0 | 0 |  | 0 | 0 |  | 0 | 0 | 0 | Under ROP
UV 400- | Impeller |  | 0 |  |  | 1 | 1 | 0 | 0 | 0 | 0 |  | 0 | 0 |  | 0 | 0 | 0 | Under ROP
UV 400-3-4 | c/w 0.55 kW 4 Pole 380 | FM - DONKIN |  | 0.22 | 1.33 | 1 | 1 | 0 | 0 | 0 | 0 |  | 0 | 0 | Centrifab (Pty) Ltd | 0 | 0 |  | Under ROP
UV 400-3-6 | c/w 0.55 kW 6 Pole 380 | FM - DONKIN |  | 0.17 | 1.31 | 1 | 1 | 0 | 0 | 0 | 0 |  | 0 | 0 | Centrifab (Pty) Ltd | 0 | 0 |  | Under ROP
UV 500 | Dome Only | FM - DONKIN | 900 | 0.12 | 1.74 | 1 | 1 | 0 | 0 | 0 | 0 |  | 0 | 0 | Centrifab (Pty) Ltd | 0 | 0 | 0 | Under ROP
UV 500-3-4 | c/w 1.5 kW 4 Pole 380V |  | 0 |  |  | 1 | 1 | 0 | 0 | 0 | 0 |  | 0 | 0 |  | 0 | 0 | 0 | Under ROP
UV 630/3/6/W | c/w 1.5 kW 6 Pole 380 V Motor | FM - DONKIN |  | 0.25 | 1.48 | 1 | 1 | 0 | 0 | 0 | 0 |  | 0 | 0 | Centrifab (Pty) Ltd | 0 | 0 |  | Overstocked
UV 630/3/8/W | c/w 0.75 kW 8 Pole 380 V | Fan | 0 |  |  | 1 | 1 | 0 | 0 | 0 | 0 |  | 0 | 0 |  | 0 | 0 | 0 | Under ROP
UV 710/3/6 | UV710/3/6 | Roof Fans |  | 0.19 | 1.03 | 1 | 1 | 0 | 0 | 0 | 0 |  | 0 | 0 | Centrifab (Pty) Ltd | 0 | 0 |  | Under ROP
UV250/1/6 | c/w 0.18kW 220v Motor |  | 0 |  |  | 1 | 1 | 0 | 0 | 0 | 0 |  | 0 | 0 |  | 0 | 0 | 0 | Under ROP
UV400/1/4 | UV 400/1/4 c/w 0.55kW 4Pole 220v Motor |  | 0 |  |  | 1 | 1 | 0 | 0 | 0 | 0 |  | 0 | 0 |  | 0 | 0 | 0 | Under ROP
VB10NX1320 F | Friction Belt wedge Envelope SPZ SE |  | 52.19 | 0.36 | 0 | 1 | 1 | 0 | 0 | 0 | 0 |  | 0 | 0 | Bearing Man Group | 0 | 0 | 0 | Overstocked
VB13NX1340 F | VB13NX1340 FENNER |  | 48.65 | 1.5 | 0.1 | 1 | 1 | 2 | 0 | 2 | 4 |  | 0 | 0 | Bearing Man Group | 0 | 0 | 0 | Overstocked
VB13NX1400 F | FRICTION BELT WEDGE ENVELOPE SPA SECTION 13 X 10 X 1400MM FENNER |  | 55.88 | 0.5 | 0 | 1 | 1 | 0 | 0 | 0 | 0 |  | 0 | 0 | Bearing Man Group | 0 | 0 | 0 | Overstocked
VB13NX1600 F | FRICTION BELT WEDGE ENVELOPE SPA -SECTION 13 X 10 X 1600MM FENNER |  | 58.79 | 2.14 | 1.87 | 1 | 1 | 2 | 4 | 6 | 8 |  | 0 | 0 | Bearing Man Group | 0 | 0 | 0 | Overstocked
VB13NX1682 F | FRICTION BELT WEDGE ENVELOPE SPA SECTION 13 X 10 X 1682MM FENNER |  | 63.34 | 0.32 | 0.07 | 1 | 1 | 0 | 0 | 0 | 0 |  | 0 | 0 | Bearing Man Group | 0 | 0 | 0 | Overstocked
VB13NX1700 FF | FRICTION BELT WEDGE ENVELOPE SPA SE |  | 73.27 | 0.21 | 0.13 | 1 | 1 | 0 | 0 | 0 | 0 |  | 0 | 0 | Bearing Man Group | 0 | 0 | 0 | Overstocked
VB13NX1800 F | FRICTION BELT WEDGE ENVELOPE SPA SECTION 13 X 10 X 1800MM FENNER |  | 65.98 | 1 | 0.02 | 1 | 1 | 1 | 0 | 1 | 2 |  | 0 | 0 | Bearing Man Group | 0 | 0 | 0 | Overstocked
VB13NX1900 F | FRICTION BELT WEDGE ENVELOPE SPA SECTION 13 X 10 X 1900MM FENNER |  | 69.58 | 0.4 | 0.71 | 1 | 1 | 0 | 0 | 0 | 0 |  | 0 | 0 | Bearing Man Group | 0 | 0 | 0 | Overstocked
VCN100 | VCN100 - External Exhaust Fan - 100mm? | Vents | 990.91 |  |  | 1 | 1 | 0 | 0 | 0 | 0 |  | 0 | 0 |  | 0 | 0 | 0 | Overstocked
VCN125 | VCN125 - External Exhaust Fan - 125mm? | Vents |  |  |  | 1 | 1 | 0 | 0 | 0 | 0 |  | 0 | 0 |  | 0 | 0 |  | Overstocked
VCN150 | VCN150 - External Exhaust Fan - 150mm? | Vents |  |  |  | 1 | 1 | 0 | 0 | 0 | 0 |  | 0 | 0 |  | 0 | 0 |  | Overstocked
VFC 310/300 | VFC 310/300 c/w 300W 230V MOTOR |  | 0 |  |  | 1 | 1 | 0 | 0 | 0 | 0 |  | 0 | 0 |  | 0 | 0 | 0 | Under ROP
VFC 355/550 | VFC 355/550 c/w 550Watts 230V Motor |  | 0 |  |  | 1 | 1 | 0 | 0 | 0 | 0 |  | 0 | 0 |  | 0 | 0 | 0 | Under ROP
VFC 450 S | VFC SILENCER |  | 0 |  |  | 1 | 1 | 0 | 0 | 0 | 0 |  | 0 | 0 |  | 0 | 0 | 0 | Under ROP
VFC 450/1100.12 | c/w 1.1KW |  | 0 |  |  | 1 | 1 | 0 | 0 | 0 | 0 |  | 0 | 0 |  | 0 | 0 | 0 | Under ROP
VFC 450/1100.9 | c/w 1.1KW |  |  |  |  | 1 | 1 | 0 | 0 | 0 | 0 |  | 0 | 0 |  | 0 | 0 |  | Under ROP
VFC SILENCER | VFC 355/3 850Lx520Wx410H |  | 0 |  |  | 1 | 1 | 0 | 0 | 0 | 0 |  | 0 | 0 |  | 0 | 0 | 0 | Under ROP
VFC SILENCER. | VFC 355/5 1450Lx520Wx410H |  | 0 |  |  | 1 | 1 | 0 | 0 | 0 | 0 |  | 0 | 0 |  | 0 | 0 | 0 | Under ROP
VFC SILENCER.. | VFC 310/3 850Lx450Wx360H |  | 0 |  |  | 1 | 1 | 0 | 0 | 0 | 0 |  | 0 | 0 |  | 0 | 0 | 0 | Under ROP
VFC VS 400 / 550 | c/w 0.55 kW 4 Pole 230 V Motor |  | 0 |  |  | 1 | 1 | 0 | 0 | 0 | 0 |  | 0 | 0 |  | 0 | 0 | 0 | Under ROP
VFC310.147 | 147WATTS |  | 0 |  |  | 1 | 1 | 0 | 0 | 0 | 0 |  | 0 | 0 |  | 0 | 0 | 0 | Under ROP
VFC355-300 | VFC 355/300 c/w 300Watts 230V Motor | FM - DONKIN | 0 |  |  | 1 | 1 | 0 | 0 | 0 | 0 |  | 0 | 0 |  | 0 | 0 | 0 | Overstocked
VFC355-420 | VFC355/420 c/w 420watts 4P 230v |  | 0 |  |  | 1 | 1 | 0 | 0 | 0 | 0 |  | 0 | 0 |  | 0 | 0 | 0 | Under ROP
VFC355550 | VFC 355/550 c/w 550W 4P 220V |  | 0 |  |  | 1 | 1 | 0 | 0 | 0 | 0 |  | 0 | 0 |  | 0 | 0 | 0 | Under ROP
VFC355550S | 520wide x 510high x 610mm Long Silencers |  | 0 |  |  | 1 | 1 | 0 | 0 | 0 | 0 |  | 0 | 0 |  | 0 | 0 | 0 | Under ROP
VLA3 & RV3 | VLA3 or RV3 - 1' | FM - FPZ | 0 |  |  | 1 | 1 | 0 | 0 | 0 | 0 |  | 0 | 0 | Effepizeta | 0 | 0 | 0 | Overstocked
VOC | Creation, Conformity Review, Inspection & Issuance |  |  |  |  | 1 | 1 | 0 | 0 | 0 | 0 |  | 0 | 0 | Bureau Veritas Testing Inspection SA Pty | 0 | 0 |  | Overstocked
VP 15 | VP 150K |  | 0 | 2 |  | 1 | 1 | 0 | 0 | 0 | 0 |  | 0 | 0 |  | 0 | 0 | 0 | Under ROP
VP10 | 100 K |  | 0 |  |  | 1 | 1 | 0 | 0 | 0 | 0 |  | 0 | 0 |  | 0 | 0 | 0 | Under ROP
VP12 | 125 K |  | 0 |  |  | 1 | 1 | 0 | 0 | 0 | 0 |  | 0 | 0 |  | 0 | 0 | 0 | Under ROP
VRL6 | VRL6 - 2' | FM - FPZ | 1904.175 | 1 |  | 1 | 1 | 0 | 0 | 0 | 0 |  | 0 | 0 | Effepizeta | 0 | 0 | 0 | Overstocked
VRL8 | VRL8 - 3' | FM - FPZ | 3562.65 | 0.19 | 1.36 | 1 | 1 | 0 | 0 | 0 | 0 |  | 0 | 0 | Effepizeta | 0 | 0 | 0 | Overstocked
VRL9 | VRL9 - 4' | FM - FPZ | 4115.475 | 0.11 | 1.05 | 1 | 1 | 0 | 0 | 0 | 0 |  | 0 | 0 | Effepizeta | 0 | 0 | 0 | Overstocked
VSD - | 37 kW 380V variable speed drive |  | 0 |  |  | 1 | 1 | 0 | 0 | 0 | 0 |  | 0 | 0 |  | 0 | 0 | 0 | Under ROP
Vibrasorb Waffle/Steel | 100 x 100 -60 Shore |  | 0 |  |  | 1 | 1 | 0 | 0 | 0 | 0 |  | 0 | 0 |  | 0 | 0 | 0 | Under ROP
W1G250 - HH67 - 52 | 48 V (36-57V-) DC. 105 W 2750 min 1 |  |  |  |  | 1 | 1 | 0 | 0 | 0 | 0 |  | 0 | 0 |  | 0 | 0 |  | Under ROP
W82011 | Bearing RCSM 25 |  |  |  |  | 1 | 1 | 0 | 0 | 0 | 0 |  | 0 | 0 |  | 0 | 0 |  | Under ROP
WAMCENTRIF | WAM Centrif c/w 1.5HP Nema Motor |  | 0 |  |  | 1 | 1 | 0 | 0 | 0 | 0 |  | 0 | 0 |  | 0 | 0 | 0 | Under ROP
WAREHOUSE-FAN1 | HTMH-71-4T-4 IE3 380V 60Hz IE3 - Roof Top Exhaust Fan |  | 0 |  |  | 1 | 1 | 0 | 0 | 0 | 0 |  | 0 | 0 |  | 0 | 0 | 0 | Under ROP
WD002 | FMD 600 x 600 x 50 W/D |  | 169 | 1.14 | 0.79 | 1 | 1 | 1 | 1 | 2 | 3 |  | 0 | 0 | Filtermac Design ( Pty) Ltd | 0 | 0 | 0 | Overstocked
WGP3603033 | 22kW 4P 380-400-415/660-690//460V B3T 180L IE1 | FM - MOTORS |  | 0.1 | 1.64 | 1 | 1 | 0 | 0 | 0 | 0 |  | 0 | 0 | WEG South Africa | 0 | 0 |  | Overstocked
WIRING | Wiring of welding plug and installation of welding plug x2 | FM - ELECTRICAL WIRING |  | 2 | 0.72 | 1 | 1 | 2 | 1 | 3 | 5 |  | 0 | 3 | Downside Projects | 0 | 3 |  | Under ROP
WL 400 | Wall Mount |  | 0 |  |  | 1 | 1 | 0 | 0 | 0 | 0 |  | 0 | 0 |  | 0 | 0 | 0 | Under ROP
WL2525 | WEATHER LOUVRE 250*250 NS NA | FM - WORKS | 430.34 | 1.29 | 1.58 | 1 | 1 | 1 | 2 | 3 | 4 |  | 0 | 4 | Advantage Air Africa Pty Ltd | 0 | 4 | 1721.36 | Under ROP
WL350 | 350x350mm Weather Louvres |  | 0 |  |  | 1 | 1 | 0 | 0 | 0 | 0 |  | 0 | 0 |  | 0 | 0 | 0 | Under ROP
WL6060 | WEATHER LOUVRE 600*600 NS NA | FM - WORKS |  | 0.75 | 1.87 | 1 | 1 | 1 | 1 | 2 | 3 |  | 0 | 0 | Advantage Air Africa Pty Ltd | 0 | 0 |  | Overstocked
WP P800 | WATERPAPER P800 | FM - WORKS | 5.22 | 0.4 | 0.03 | 1 | 1 | 0 | 0 | 0 | 0 |  | 0 | 0 | MG AUTO PAINT (PTY) LTD | 0 | 0 | 0 | Overstocked
WPF50/600/600/50 | Filter |  | 175.85 | 9.38 | 0.94 | 1 | 1 | 9 | 9 | 18 | 27 |  | 0 | 0 | Filta Matix | 0 | 0 | 0 | Overstocked
WPF50/600/600/50. | WPF50/600/600/50 |  | 175.85 | 0.83 | 0.43 | 1 | 1 | 1 | 0 | 1 | 2 |  | 0 | 0 | Filta Matix | 0 | 0 | 0 | Overstocked
WS | Wall sleeve, plate and flashing |  | 701.67 |  |  | 1 | 1 | 0 | 0 | 0 | 0 |  | 0 | 0 | Intervent-Universal (Pty) Ltd | 0 | 0 | 0 | Overstocked
WSAWBS014 | [D]HBS350N[1] 14inch WOODWORKING |  |  | 0.05 | 0.76 | 1 | 1 | 0 | 0 | 0 | 0 |  | 0 | 0 | Adendorff Machinery Mart | 0 | 0 |  | Overstocked
Wooden crate charges | Wooden crate charges | Nicotra | 0 | 0.2 | 0.9 | 1 | 1 | 0 | 0 | 0 | 0 |  | 0 | 0 | Regal Beloit Italy S.p.A - Nicotra . | 0 | 0 | 0 | Overstocked
YUF150 | YUF150 | FM - KAYITES | 0 |  |  | 1 | 1 | 0 | 0 | 0 | 0 |  | 0 | 0 | Kayites | 0 | 0 | 0 | Overstocked
Z4540002 | Commission for HFEAVAO.AFM.000298-AECI CHEMICALS |  | 0 |  |  | 1 | 1 | 0 | 0 | 0 | 0 |  | 0 | 0 |  | 0 | 0 | 0 | Under ROP
ZZZ-SP 2200 | 0.37KW 4P 400 V B3 - IE2-OH71 M ORANGE1 |  |  | 0.13 | 0.41 | 1 | 1 | 0 | 0 | 0 | 0 |  | 0 | 0 | Kurt Maier Motor-Press (South africa) (Pty) Ltd t/a EMAC | 0 | 0 |  | Overstocked
bending | in house bending |  | 5 | 125.88 | 0.24 | 1 | 1 | 126 | 30 | 156 | 282 |  | 0 | 0 | All Bend CC | 0 | 0 | 0 | Overstocked
changing Discharge position | to R 90 |  | 0 |  |  | 1 | 1 | 0 | 0 | 0 | 0 |  | 0 | 0 |  | 0 | 0 | 0 | Under ROP
cmp 922 | cmp 922- 2T-3 2.2kw 2p |  | 0 |  |  | 1 | 1 | 0 | 0 | 0 | 0 |  | 0 | 0 |  | 0 | 0 | 0 | Under ROP
copper cut | copper sheet (2000 x 1000 x 1.5mm) cut strips of 120mm across 2m length | CONSUMABLES | 80 | 1.2 | 0.59 | 1 | 1 | 1 | 1 | 2 | 3 |  | 0 | 0 | Airtec Fans & Engineering | 0 | 0 | 0 | Overstocked
e12TS30 | e12TS GOR-C + E.M. 30 KW GR 200-B5 + PTC (Motor included) |  | 0 |  |  | 1 | 1 | 0 | 0 | 0 | 0 |  | 0 | 0 |  | 0 | 0 | 0 | Under ROP
flex | Inlet and Discharge Flexible Connections |  | 0 |  |  | 1 | 1 | 0 | 0 | 0 | 0 |  | 0 | 0 |  | 0 | 0 | 0 | Under ROP
fuel Surcharge | Fuel Surcharge |  | 81.45 | 0.08 | 1.84 | 1 | 1 | 0 | 0 | 0 | 0 |  | 0 | 0 | Rhenus Logistics (Pty) Ltd | 0 | 0 | 0 | Overstocked

## Live Inventory Report
FM - Live Inventory Report
Code | Description | Category | Supplier | Safety Stock | Reorder Point (ROP) | Maximum Stock (MAX) | Current Stock | Reserved | On Order | Re-Order
-GLF12.5-S | Galvanised Industrial Extractor Fan+ Grill & Louvers 1380sq, 380V,1.1kw, 440rpm, 44000m3/hr |  | AF Fans CC | 0 | 0 | 0 | 1 | 0 | 0 | 0
.30 Duct | 300mm Diameter-10 meter Long | DUCT | Luft Industries Natal (Pty) Ltd | 0 | 0 | 0 | 0 | 0 | 0 | 0
0.2543PM | 0.25kW 4P 380V Pad Mount Motor | FM - MOTORS | ACTOM | 2 | 4 | 6 | 29 | 0 | 0 | 0
0.3723PM | 0.37kW 2P 380V Pad Mount Motor | FM - MOTORS | ACTOM | 3 | 5 | 8 | 55 | 0 | 0 | 0
0.3741PM | 0.37KW 4P 220V Pad Mount Motor | MOTORS | ASKARI ELECTRIC (PTY) LTD | 1 | 2 | 3 | 1 | 0 | 0 | 2
0.3743PM | 0.37kW 4P 380V Pad Mount Motor | FM - MOTORS | ACTOM | 3 | 5 | 8 | 42 | 0 | 0 | 0
0.3763PM | 0.37kW 6P 380V Pad Mount Motor |  |  | 0 | 0 | 0 | 0 | 0 | 0 | 0
0.5523PM | 0.55kW 2P 380V Pad Mount Motor | FM - MOTORS | ACTOM | 4 | 7 | 11 | 50 | 0 | 0 | 0
0.552P | 0.55Kw 2P 380V Pad Motor | FM - MOTORS | ACTOM | 0 | 0 | 0 | 1 | 0 | 0 | 0
0.5541PM | 0.55KW 4P 220V Pad Mount Motor | MOTORS | ASKARI ELECTRIC (PTY) LTD | 1 | 1 | 2 | 1 | 0 | 0 | 1
0.5543PM | 0.55kW 4P 380V Pad Mount Motor | FM - MOTORS | ACTOM | 4 | 7 | 11 | 69 | 0 | 0 | 0
0.5563PM | 0.55kW 6P 380V Pad Mount Motor |  |  | 0 | 0 | 0 | 0 | 0 | 0 | 0
0.7523PM | 0.75kW 2P 380V Pad Mount Motor | FM - MOTORS | ACTOM | 1 | 2 | 3 | 21 | 0 | 0 | 0
0.752P | 0.75Kw 2Pole 380V Pad Mount | FM - MOTORS | ACTOM | 0 | 0 | 0 | 6 | 0 | 0 | 0
0.7541FM | 0.75Kw 220v Foot Mount | FM - MOTORS | ACTOM | 0 | 0 | 0 | 1 | 0 | 0 | 0
0.7541PM | 0.75Kw 220v Pad Mount | MOTORS | ASKARI ELECTRIC (PTY) LTD | 1 | 1 | 2 | 1 | 0 | 0 | 1
0.7543PM | 0.75kW 4P 380V Pad Mount Motor | FM - MOTORS | ACTOM | 3 | 6 | 9 | 48 | 0 | 0 | 0
0.7563PM | 0.75kW 6P 380V Pad Mount Motor | FM - MOTORS | ACTOM | 0 | 0 | 0 | 1 | 0 | 0 | 0
0.75kW VSD | Variable Speed Controller | VSD | AM SYSTEMS INTEGRATIONS (PTY) LTD | 1 | 1 | 2 | 0 | 0 | 0 | 2
0.75kW VSD Enc. | 0.75kW Variable Speed Enclosure | VSD | AM SYSTEMS INTEGRATIONS (PTY) LTD | 2 | 4 | 6 | 0 | 0 | 0 | 6
0010 | SPARE MOTOR - TIRACAMINO - Vortice Spare Motor for Tiracamino 0.12kW 4P 230V | FM - VORTICE | Vortice | 0 | 0 | 0 | 0 | 0 | 0 | 0
008 | Majax-2 800 32-E-8 Belt drive c/w 4.0kw 4P 1150rpm 380V |  |  | 0 | 0 | 0 | 0 | 0 | 0 | 0
009 | HVF/75N c/w 0.24kW 750mm 220V |  |  | 0 | 0 | 0 | 0 | 0 | 0 | 0
02880 | PRA LOCKNUT BRASS No 0 & 1 - M20 | Accessories | Luft Industries Natal (Pty) Ltd | 0 | 0 | 0 | 3 | 0 | 0 | 0
053575 | AFROX PICKELING PASTE AOX 1LT | CONSUMABLES | INTROWELD CC | 1 | 1 | 2 | 4 | 0 | 0 | 0
1 IP 65 | Change IP Rating - Motor Size 90Watts 2Pole 380V to IP 65 | FM - LUCK & KING | Luck and King | 0 | 0 | 0 | 4 | 0 | 0 | 0
1.1.2Pad | 1.1Kw 2P 380V Pad Mount Motor | FM - MOTORS | ACTOM | 1 | 2 | 3 | 14 | 0 | 0 | 0
1.123PM | 1.1kW 2P 380V Pad Mount Motor | FM - MOTORS | ACTOM | 2 | 3 | 4 | 22 | 0 | 2 | 0
1.141PM | 1.1kW 4P 220V Pad Mount Motor | MOTORS | ASKARI ELECTRIC (PTY) LTD | 0 | 0 | 0 | 1 | 0 | 0 | 0
1.143FM | 1.1kW 4P 400V B3 QL3 | FM - MOTORS | ACTOM | 0 | 0 | 0 | 5 | 0 | 0 | 0
1.143PM | 1.1kW 4P 380V Pad Mount Motor | FM - MOTORS | ACTOM | 5 | 9 | 14 | 73 | 0 | 5 | 0
1.163PM | 1.1kW 6P 380V Pad Mount Motor | FM - MOTORS | WEG South Africa | 0 | 0 | 0 | 2 | 0 | 0 | 0
1.5 kW 4Pole | 380V VSD |  |  | 0 | 0 | 0 | 0 | 0 | 0 | 0
1.523PM | 1.5kW 2P 380V Pad Mount Motor | FM - MOTORS | ACTOM | 1 | 2 | 3 | 19 | 0 | 0 | 0
1.541PM | 1.5KW 4P 220V Pad Mount Motor |  |  | 0 | 0 | 0 | 0 | 0 | 0 | 0
1.543PM | 1.5kW 4P 380V Pad Mount Motor | FM - MOTORS | ACTOM | 4 | 8 | 12 | 53 | 0 | 0 | 0
1.563PM | 1.5kW 6P 380V Pad Mount Motor | FM - MOTORS | ACTOM | 1 | 2 | 3 | 10 | 0 | 0 | 0
1.583PM | 1.5KW 8P 380V Pad Mount Motor |  | Bearing Man Group | 0 | 0 | 0 | 1 | 0 | 0 | 0
1.5kW VSD | 1.5kW Variable Speed Controller | VSD | AM SYSTEMS INTEGRATIONS (PTY) LTD | 1 | 2 | 3 | 0 | 0 | 0 | 3
1.5kW VSD ENC. | 1.5kW Variable Speed Enclosure | VSD | AM SYSTEMS INTEGRATIONS (PTY) LTD | 1 | 2 | 3 | 0 | 0 | 0 | 3
100/112 FR 27.8 | 100/112 Motor Frame - 27.8 mm OD Spacer | FM - WORKS | Hulmak Engineering cc | 1 | 1 | 3 | 37 | 0 | 0 | 0
1000 HDG | 1000SC 1000mm Diam HDG Screen |  | Heinmor Wire Products CC | 1 | 2 | 3 | 0 | 0 | 0 | 3
1000 ICS | Majax Inlet Cone & Screen |  |  | 0 | 0 | 0 | 0 | 0 | 0 | 0
1000 IMP | Impeller 1000Dia |  |  | 0 | 0 | 0 | 0 | 0 | 0 | 0
1000 LS | Louvre Shutter |  |  | 0 | 0 | 0 | 0 | 0 | 0 | 0
1000 SIL | Inlet Silencer 1000 1.5D (1000mm Diameter to reduce noise on the dischargeside) |  |  | 0 | 0 | 0 | 0 | 0 | 0 | 0
1000 X 500 MM | Sand Trap Air Louver |  |  | 0 | 0 | 0 | 0 | 0 | 0 | 0
10000000 | Impeller 0560mm 'B' 250A14PR19mm 080Frame | Accessories | Luft Industries Natal (Pty) Ltd | 0 | 0 | 0 | 1 | 0 | 0 | 0
10000005 | SILENTBLOCKS FOR THT-125-4/8T/6-27-F300 400V |  |  | 0 | 0 | 0 | 0 | 0 | 0 | 0
1000002 | Monthly Retainer - March 2025 |  | KOBILAN PILLAY AND ASSOCIATES | 0 | 0 | 0 | 4 | 0 | 0 | 0
1000005 | TURBINA CMP 616 14 LG (Impeller for CMP616-2T-0.75 230/400V) | FM - SODECA | SODECA | 1 | 3 | 4 | 4 | 0 | 0 | 0
1000005. | FILTER F7 - REPLACEMENT FOR CJK/FILTER/EC-500-F7+9 |  |  | 0 | 0 | 0 | 0 | 0 | 0 | 0
1000012 | HCD 20 4M | FM - SODECA | SODECA | 0 | 0 | 0 | 28 | 0 | 0 | 0
1000013 | HCD 25 4M | FM - SODECA | SODECA | 0 | 0 | 0 | 2 | 0 | 0 | 0
1000013. | HCD-30-4M 230V. 50/60Hz | FM - SODECA | SODECA | 0 | 1 | 1 | 8 | 0 | 0 | 0
1000015 | HCD 30 4M | FM - SODECA | SODECA | 0 | 0 | 0 | 1 | 0 | 0 | 0
1000016 | HCD 35 4M | FM - SODECA | SODECA | 0 | 0 | 0 | 15 | 0 | 0 | 0
1000039 | HCT-25-2M/PL | FM - SODECA | SODECA | 0 | 0 | 0 | 8 | 0 | 0 | 0
1000040 | HCT-25-2T/PL | FM - SODECA | SODECA | 0 | 0 | 0 | 6 | 0 | 0 | 0
1000043 | HCT-25-4M/PL | FM - SODECA | SODECA | 0 | 0 | 0 | 8 | 0 | 0 | 0
1000044 | HCT-25-4T/PL | FM - SODECA | SODECA | 0 | 0 | 0 | 3 | 0 | 0 | 0
1000046 | HCT-31-2M/PL | FM - SODECA | SODECA | 0 | 0 | 0 | 9 | 0 | 0 | 0
1000047 | HCT-31-2T/PL | FM - SODECA | SODECA | 0 | 0 | 0 | 4 | 0 | 0 | 0
1000049 | HCT-31-4M/PL | FM - SODECA | SODECA | 0 | 0 | 0 | 8 | 0 | 0 | 0
100005 | SILENT BLOCK THT-90-4T-5.5-14-F-300 | FM - VORTICE | Vortice | 0 | 0 | 0 | 0 | 0 | 0 | 0
1000050 | HCT-31-4T/PL | FM - SODECA | SODECA | 0 | 0 | 0 | 4 | 0 | 0 | 0
1000051 | HCT-35-2M/PL | FM - SODECA | SODECA | 0 | 0 | 0 | 1 | 0 | 0 | 0
1000052 | HCT-35-2T/PL | FM - SODECA | SODECA | 0 | 0 | 0 | 7 | 0 | 0 | 0
1000054 | HCT-35-4M/PL | FM - SODECA | SODECA | 0 | 0 | 0 | 4 | 0 | 0 | 0
1000055 | HCT-35-4T/PL | FM - SODECA | SODECA | 0 | 0 | 0 | 1 | 0 | 0 | 0
100081 | OPTECH OUTER LENS 110 X 90 | CONSUMABLES | INTROWELD CC | 2 | 3 | 6 | 10 | 0 | 0 | 0
100083 | OPTECH INNER LENS 108 X 51 | CONSUMABLES | INTROWELD CC | 2 | 3 | 6 | 5 | 0 | 0 | 0
100087 | SOLAR HELMET ADJUSTABLE (84-210300-11 | CONSUMABLES | INTROWELD CC | 0 | 0 | 0 | 2 | 0 | 0 | 0
1000BDD | Back Draft Demper |  |  | 0 | 0 | 0 | 0 | 0 | 0 | 0
1000CF | 1000 Diam Counter Flange | FM - DONKIN | Air Speration | 4 | 7 | 11 | 1012 | 0 | 0 | 0
1000CFUG | 1000 Diam Counter Flange Ungalvanised | FM - DONKIN | ULTIMATENG (PTY) LTD | 3 | 4 | 7 | 6 | 0 | 0 | 0
1000FC | 1000 Diam Flexible Connection | FM - DONKIN |  | 0 | 0 | 0 | 0 | 0 | 0 | 0
1000HVJ-2S | 1000 Diam Vertical Discharge Unit | FM - DONKIN |  | 0 | 0 | 0 | 0 | 0 | 0 | 0
1000HVJ-2SB | 1000 Diam Vertical Discharge BASE | FM - DONKIN |  | 0 | 0 | 0 | 0 | 0 | 0 | 0
1000IC | Majax Inlet Cone | FM - DONKIN | Attenu-Tec HVAC Parts | 6 | 8 | 14 | 2 | 0 | 0 | 12
1000ILC | Majax-2 Inlet Cone Screen |  |  | 0 | 0 | 0 | 0 | 0 | 0 | 0
1000MBP09 | 1-0350-240 P09 - 1000 Motor Bracket | FM - CASING | GALVAGLOW (PTY) LTD | 2 | 3 | 5 | 36 | 0 | 0 | 0
1000MF | 1000 Diam Mounting Feet | FM - DONKIN | Air Speration | 8 | 14 | 22 | 94 | 0 | 0 | 0
1000MF (CFW) | 1000 Diam Mounting Feet (CFW) | FM - MFEET |  | 2 | 6 | 10 | 18 | 0 | 0 | 0
1000MFUG | 1000 Diam Mounting Feet Ungalvanized | FM - DONKIN | ULTIMATENG (PTY) LTD | 12 | 16 | 28 | 24 | 0 | 0 | 0
1000PLT400-3MM | 1000 Casing Sheet - 3153 x 400 - 3mm | CASING |  | 0 | 0 | 0 | 0 | 0 | 0 | 0
1000PLT500-3MM | 1000 Casing Sheet - 3153 x 500 - 3mm | CASING |  | 0 | 0 | 0 | 0 | 0 | 0 | 0
1000PLT800-4MM | 1000 Casing Sheet - 3153 x 800 - 4mm | CASING | NJR STEEL - ALRODE (PTY) LTD | 1 | 1 | 2 | 0 | 0 | 0 | 2
1000S1.0D | 1000 Diam Silencer 1.0D | FM - DONKIN |  | 0 | 0 | 0 | 0 | 0 | 0 | 0
1000S1.0DP | 1000 Diam Silencer 1.0D Podded | FM - DONKIN |  | 0 | 0 | 0 | 0 | 0 | 0 | 0
1000S1.5D | 1000 Diam Silencer 1.5D | FM - DONKIN |  | 0 | 0 | 0 | 0 | 0 | 0 | 0
1000S1.5DP | 1000 Diam Silencer 1.5D Podded | FM - DONKIN | Attenu-Tec | 0 | 0 | 0 | 0 | 0 | 0 | 0
1000S2.0D | 1000 Diam Silencer 2.0D | FM - DONKIN |  | 0 | 0 | 0 | 0 | 0 | 0 | 0
1000S2.0DP | 1000 Diam Silencer 2.0D Podded | FM - DONKIN | Attenu-Tec | 0 | 1 | 1 | 0 | 0 | 0 | 1
1000SAP | 1000mm Diam podded silencer 1400 Long |  |  | 0 | 0 | 0 | 0 | 0 | 0 | 0
1000SM1.0D | 1000 Diam Melinex Silencer 1.0D | FM - DONKIN | Attenu-Tec | 0 | 0 | 0 | 4 | 0 | 0 | 0
1000SM1.0DP | 1000 Diam Melinex Silencer 1.0D Podded | FM - DONKIN |  | 0 | 0 | 0 | 0 | 0 | 0 | 0
1000SM1.5D | 1000 Diam Melinex Silencer 1.5D | FM - DONKIN |  | 0 | 0 | 0 | 0 | 0 | 0 | 0
1000SM1.5DP | 1000 Diam Melinex Silencer 1.5D Podded | FM - DONKIN | Attenu-Tec | 0 | 0 | 0 | 0 | 0 | 0 | 0
1000SM2.0D | 1000 Diam Melinex Silencer 2.0D | FM - DONKIN |  | 0 | 0 | 0 | 0 | 0 | 0 | 0
1000SM2.0DP | 1000 Diam Melinex Silencer 2.0D Podded | FM - DONKIN |  | 0 | 0 | 0 | 0 | 0 | 0 | 0
1002948 | HCT-40-4T-0.33/PL | FM - SODECA | SODECA | 0 | 0 | 0 | 0 | 0 | 0 | 0
1003102 | HCT-80-4T-5.5/PL IE3 | FM - SODECA | SODECA | 0 | 0 | 0 | 0 | 0 | 0 | 0
1003118 | HCT-90-4T-7.5/PL IE3 | FM - SODECA | SODECA | 0 | 0 | 0 | 0 | 0 | 0 | 0
1005876 | HTM-45-4M | FM - SODECA | SODECA | 0 | 0 | 0 | 0 | 0 | 0 | 0
1005877 | HTM-45-4T | FM - SODECA | SODECA | 0 | 0 | 0 | 2 | 0 | 0 | 0
1005878 | HTM-56-4M | FM - SODECA | SODECA | 0 | 0 | 0 | 0 | 0 | 0 | 0
1005879 | HTM-56-4T | FM - SODECA | SODECA | 0 | 0 | 0 | 0 | 0 | 0 | 0
1005880 | HTM-63-4T IE3 | FM - SODECA | SODECA | 0 | 0 | 0 | 0 | 0 | 0 | 0
1006313 | HCDF-31-4T / ATEX / EXII2G Ex d | FM - SODECA | SODECA | 0 | 0 | 0 | 1 | 0 | 0 | 0
1006315 | HCDF 35 - 4T - Flameproof | FM - SODECA | SODECA | 0 | 0 | 0 | 0 | 0 | 0 | 0
1006317 | HCDF 40 - 4T - Flameproof | FM - SODECA | SODECA | 0 | 0 | 0 | 0 | 0 | 0 | 0
1006319 | HCDF 45 - 4T - Flameproof | FM - SODECA | SODECA | 0 | 0 | 0 | 0 | 0 | 0 | 0
1006321 | HCDF 50 - 4T - Flameproof | FM - SODECA | SODECA | 0 | 0 | 0 | 0 | 0 | 0 | 0
1006323 | HCDF 56 - 4T - Flameproof | FM - SODECA | SODECA | 0 | 0 | 0 | 2 | 0 | 0 | 0
1006386 | HT-80-4T 230/400V. IE3 | FM - SODECA | SODECA | 0 | 0 | 0 | 0 | 0 | 0 | 0
1006628 | R/THT-90-1 | FM - SODECA | SODECA | 0 | 0 | 0 | 0 | 0 | 0 | 0
1006661 | B-125 | FM - SODECA | SODECA | 0 | 0 | 0 | 0 | 0 | 0 | 0
1006663 | B-150 | FM - SODECA | SODECA | 1 | 3 | 4 | 8 | 0 | 0 | 0
1006732 | BTUB-900 | FM - SODECA | SODECA | 0 | 0 | 0 | 0 | 0 | 0 | 0
1006734 | BTUB-1250 | FM - SODECA | SODECA | 0 | 0 | 0 | 0 | 0 | 0 | 0
1006880 | PS-125/20CV | FM - SODECA | SODECA | 0 | 0 | 0 | 0 | 0 | 0 | 0
1006889 | PS-90 | FM - SODECA | SODECA | 0 | 0 | 0 | 0 | 0 | 0 | 0
1006891 | RT-125 | FM - SODECA | SODECA | 0 | 0 | 0 | 0 | 0 | 0 | 0
1006904 | RT-90 | FM - SODECA | SODECA | 0 | 0 | 0 | 0 | 0 | 0 | 0
1006974 | RPA-20 | FM - SODECA | SODECA | 0 | 1 | 1 | 4 | 0 | 0 | 0
1007130 | BAC-900 | FM - SODECA | SODECA | 0 | 0 | 0 | 0 | 0 | 0 | 0
1007132 | BAC - 1250 | FM - SODECA | SODECA | 0 | 0 | 0 | 0 | 0 | 0 | 0
1007138 | ACE - 125 | FM - SODECA | SODECA | 0 | 0 | 0 | 0 | 0 | 0 | 0
1007140 | ACE-150 | FM - SODECA | SODECA | 0 | 1 | 1 | 4 | 0 | 0 | 0
1007195 | VSD3/A-RFT-10 | FM - SODECA | SODECA | 0 | 0 | 0 | 0 | 0 | 0 | 0
1007207 | VSD3/ARFT-30 | FM - SODECA | SODECA | 0 | 0 | 0 | 0 | 0 | 0 | 0
1007213 | VSD3/A-RFT-7.5 | FM - SODECA | SODECA | 0 | 0 | 0 | 0 | 0 | 0 | 0
1007372 | SC-900/1200 | FM - SODECA | SODECA | 0 | 0 | 0 | 0 | 0 | 0 | 0
1007376 | SR-1800/1200/1200 | FM - SODECA | SODECA | 0 | 0 | 0 | 0 | 0 | 0 | 0
1007442 | BIC - 254 | FM - SODECA | SODECA | 0 | 0 | 0 | 0 | 0 | 0 | 0
1007944 | CPV 1020 4T | FM - SODECA | SODECA | 2 | 7 | 9 | 3 | 0 | 0 | 6
1007947 | CPV 1325 4T | FM - SODECA | SODECA | 0 | 1 | 1 | 0 | 0 | 0 | 1
1007957 | CPV 1020 2TIE3 | FM - SODECA | SODECA | 0 | 1 | 1 | 4 | 0 | 0 | 0
1007960 | CPV 1325 2TIE3 | FM - SODECA | SODECA | 0 | 0 | 0 | 2 | 0 | 0 | 0
1007964 | CPV-1630-4T IE3 | FM - SODECA | SODECA | 0 | 0 | 0 | 0 | 0 | 0 | 0
1007966 | CPV-1840-4T IE3 |  |  | 0 | 0 | 0 | 0 | 0 | 0 | 0
1007971 | CPV -1942-4T-10 IE3 | FM - SODECA | SODECA | 0 | 0 | 0 | 0 | 0 | 0 | 0
1008005 | CPV-1020-4T/ATEX/EXII2G Ex d | FM - SODECA | SODECA | 0 | 0 | 0 | 10 | 0 | 0 | 0
1008010 | CPV-1020-2T/ATEX/EXII2G Ex d | FM - SODECA | SODECA | 0 | 0 | 0 | 10 | 0 | 0 | 0
1008215 | CJDXR-315-1 230/400V. IE3 | FM - SODECA | SODECA | 0 | 0 | 0 | 0 | 0 | 0 | 0
1008225 | CJDXR-355-1.5 230/400V IE3 | FM - SODECA | SODECA | 0 | 0 | 0 | 0 | 0 | 0 | 0
1008226 | CJDXR-400-3 230/400V. IE3 | FM - SODECA | SODECA | 0 | 0 | 0 | 0 | 0 | 0 | 0
1008234 | CJDXR-400-3 230/400V. IE3 | FM - SODECA | SODECA | 0 | 0 | 0 | 0 | 0 | 0 | 0
1008235 | CJDXR-400-4 230/400V. IE3 | FM - SODECA | SODECA | 0 | 0 | 0 | 0 | 0 | 0 | 0
1008243 | CJDXR-450-4 230/400V. IE3 | FM - SODECA | SODECA | 0 | 0 | 0 | 0 | 0 | 0 | 0
1008843 | CMA-218-2M | FM - SODECA | SODECA | 0 | 0 | 0 | 12 | 0 | 0 | 0
1008844 | CMA-218-2T | FM - SODECA | SODECA | 2 | 6 | 8 | 7 | 0 | 0 | 0
1008847 | CMA-324-2M | FM - SODECA | SODECA | 0 | 0 | 0 | 8 | 0 | 0 | 0
1008849 | CMA-324-2T | FM - SODECA | SODECA | 0 | 1 | 1 | 5 | 0 | 0 | 0
1008851 | CMA-325-2M | FM - SODECA | SODECA | 3 | 10 | 13 | 7 | 0 | 0 | 6
1008852 | CMA-325-2T | FM - SODECA | SODECA | 1 | 2 | 3 | 6 | 0 | 0 | 0
1008854 | CMA-426-2M | FM - SODECA | SODECA | 1 | 3 | 4 | 5 | 0 | 0 | 0
1008856 | CMA-426-2T | FM - SODECA | SODECA | 0 | 1 | 1 | 9 | 0 | 0 | 0
1008860 | CMA-527-2M | FM - SODECA | SODECA | 0 | 1 | 1 | 2 | 0 | 0 | 0
1008861 | CMA-527-2T | FM - SODECA | SODECA | 1 | 2 | 3 | 5 | 0 | 0 | 0
1008864 | CMA-528-2M - 1.5 | FM - SODECA | SODECA | 0 | 0 | 0 | 4 | 0 | 0 | 0
1008867 | CMA-531-2M-2 | FM - SODECA | SODECA | 0 | 0 | 0 | 3 | 0 | 0 | 0
1008870 | CMA-528-2T-1.5 IE3 | FM - SODECA | SODECA | 0 | 1 | 1 | 3 | 0 | 0 | 0
1008871 | CMA-528-2T-1 IE3 | FM - SODECA | SODECA | 0 | 1 | 1 | 0 | 0 | 0 | 1
1008873 | CMA-531-2T-1.5 IE3 | FM - SODECA | SODECA | 0 | 0 | 0 | 2 | 0 | 0 | 0
1008874 | CMA-531-2T-2 IE3 | FM - SODECA | SODECA | 0 | 0 | 0 | 3 | 0 | 0 | 0
1008875 | CMA-531-2T-3 IE3 | FM - SODECA | SODECA | 0 | 1 | 1 | 2 | 0 | 0 | 0
1008876 | CMA-545-2T-4 c/w 3.0KW 2P 400V | FM - SODECA | SODECA | 0 | 0 | 0 | 0 | 0 | 0 | 0
1008985 | CMAT 531-2T | FM - SODECA | SODECA | 0 | 0 | 0 | 2 | 0 | 0 | 0
1009166 | CBD-2828-4M 3/4/HE | FM - SODECA | SODECA | 2 | 6 | 8 | 0 | 0 | 0 | 8
100NB x 135mm | 100NB x 135mm Style 10 Linkflex 100% (Inner & Outer Tube) EPDM rubber bellows c/w mild steel |  | Malcolm Arnot CC ( Linkflex) | 8 | 9 | 18 | 0 | 0 | 0 | 18
100T300 | 100 Diam Tube Silencer 300L | FM - DONKIN |  | 0 | 0 | 0 | 0 | 0 | 0 | 0
100T600 | 100 Diam Tube Silencer 600L | FM - TUBES | Attenu-Tec | 16 | 22 | 54 | 0 | 0 | 0 | 54
1010135 | CA-160-2T-2 230/400V. IE3 | Sodeca |  | 0 | 0 | 0 | 0 | 0 | 0 | 0
1010154 | CA-172-2T-7.5 400/690V. IE3 | Sodeca |  | 0 | 0 | 0 | 0 | 0 | 0 | 0
1010396 | CAM 540 2T | FM - SODECA | SODECA | 0 | 0 | 0 | 2 | 0 | 0 | 0
1010401 | CAM 545 2T 4 c/w 3.0kw 2P 400V | FM - SODECA | SODECA | 0 | 1 | 1 | 4 | 0 | 0 | 0
1010405 | CAM 550-2T-5.5 230/400V. IE3 | FM - SODECA | SODECA | 0 | 0 | 0 | 2 | 0 | 0 | 0
1010407 | CAM 550 2T 7.5 | FM - SODECA | SODECA | 0 | 0 | 0 | 3 | 0 | 0 | 0
1010410 | CAM 752-2T-7.5 c/w 5.5kW 400/690v IE3 | FM - SODECA | SODECA | 0 | 0 | 0 | 0 | 0 | 0 | 0
1010521 | AT 10/10 SC - Single Unit | FM - NICOTRA | Nicotra | 0 | 0 | 0 | 9 | 0 | 0 | 0
1010522 | AT 10/10 SC2 - Double Unit | FM - NICOTRA | Nicotra | 0 | 0 | 0 | 4 | 0 | 0 | 0
1010596 | CAS 254 - 2T - 3 | FM - SODECA | SODECA | 0 | 0 | 0 | 1 | 0 | 0 | 0
1010606 | CAS 463 - 2T - 7.5 | FM - SODECA | SODECA | 0 | 0 | 0 | 1 | 0 | 0 | 0
101065 | ER70S MILD STEEL MIG WIRE 1.0MM | CONSUMABLES | INTROWELD CC | 45 | 50 | 95 | 105 | 0 | 0 | 0
1010817 | CAS-463-2T-5.5/TODO INOX-304 380V. 60Hz | FM - SODECA | SODECA | 0 | 0 | 0 | 0 | 0 | 0 | 0
1010818 | CAS-463-2T-5.5/TODO INOX-304/ATEX/2G Ex eb 380V 60Hz | FM - SODECA | SODECA | 0 | 0 | 0 | 0 | 0 | 0 | 0
1011200 | CAS 863 - 2T | FM - SODECA | SODECA | 0 | 0 | 0 | 0 | 0 | 0 | 0
1012-2010-A | SQUARE COMBINATION SET 4PC DASQUA | FM - WORKS | SPARES 2000 CC t/a SHARP-RITE | 0 | 0 | 0 | 2 | 0 | 0 | 0
1012391 | CMP 38 2M | FM - SODECA | SODECA | 0 | 0 | 0 | 0 | 0 | 0 | 0
1012392 | CMP-38-2M/E 230V | FM - SODECA | SODECA | 1 | 2 | 3 | 10 | 0 | 0 | 0
1012398 | CMP 512 2M | FM - SODECA | SODECA | 3 | 8 | 11 | 15 | 0 | 0 | 0
1012411 | CMP 512 2T | FM - SODECA | SODECA | 1 | 4 | 5 | 21 | 0 | 0 | 0
1012446 | CMP 514 2M | FM - SODECA | SODECA | 2 | 5 | 6 | 18 | 0 | 0 | 0
1012461 | CMP 514 2T | FM - SODECA | SODECA | 2 | 5 | 7 | 27 | 0 | 0 | 0
1012504 | CMP 616 2M | FM - SODECA | SODECA | 0 | 1 | 1 | 10 | 0 | 0 | 0
1012516 | CMP 616 2T | FM - SODECA | SODECA | 1 | 3 | 4 | 29 | 0 | 0 | 0
1012549 | CMP 616-4T | Sodeca |  | 0 | 0 | 0 | 0 | 0 | 0 | 0
1012571 | CMP 718 2M | FM - SODECA | SODECA | 0 | 0 | 0 | 7 | 0 | 0 | 0
1012594 | CMP 820 2M | FM - SODECA | SODECA | 0 | 0 | 0 | 4 | 0 | 0 | 0
1012607 | CMP 820 4T | FM - SODECA | SODECA | 0 | 0 | 0 | 5 | 0 | 0 | 0
1012658 | CMP 718 2T | FM - SODECA | SODECA | 1 | 3 | 4 | 12 | 0 | 0 | 0
1012671 | CMP 820 2T | FM - SODECA | SODECA | 0 | 1 | 1 | 4 | 0 | 0 | 0
1012695 | CMP 1025 2T 3 | FM - SODECA | SODECA | 0 | 0 | 0 | 3 | 0 | 0 | 0
1012714 | CMP1128 2T 4 | FM - SODECA | SODECA | 0 | 0 | 0 | 0 | 0 | 0 | 0
1012739 | CMP-1231-4T-4 IE3 |  |  | 0 | 0 | 0 | 0 | 0 | 0 | 0
101397 | ANTI SPATTER 500ML | CONSUMABLES | INTROWELD CC | 10 | 13 | 23 | 25 | 0 | 0 | 0
101430 | SOAP STONE (1 Box = 144 or ea) | CONSUMABLES | INTROWELD CC | 144 | 229 | 373 | 144 | 0 | 0 | 229
1014656 | CMRG-1240-4T 230/400V IE3 | FM - SODECA | SODECA | 0 | 0 | 0 | 2 | 0 | 0 | 0
1016608 | HEP-25-2T/H 220-240/380-415V | FM - SODECA | SODECA | 0 | 0 | 0 | 3 | 0 | 0 | 0
1016614 | HEP-31-2M/H 220-240V | Sodeca | SODECA | 0 | 0 | 0 | 0 | 0 | 0 | 0
1016615. | HEP-31-2T |  |  | 0 | 0 | 0 | 0 | 0 | 0 | 0
1016620 | HEP-35-2M/H | FM - SODECA | SODECA | 0 | 0 | 0 | 0 | 0 | 0 | 0
1017052 | HC-25-2M/H | FM - SODECA | SODECA | 0 | 0 | 0 | 0 | 0 | 0 | 0
1017059 | HC-25-2T/H | FM - SODECA | SODECA | 0 | 0 | 0 | 0 | 0 | 0 | 0
1017069 | HC-25-4M/H | FM - SODECA | SODECA | 0 | 1 | 1 | 7 | 0 | 0 | 0
1017074 | HC-25-4T/H | FM - SODECA | SODECA | 0 | 0 | 0 | 0 | 0 | 0 | 0
1017082 | HC-31-2M/H | FM - SODECA | SODECA | 0 | 0 | 0 | 1 | 0 | 0 | 0
1017086 | HC-31-2T/H | FM - SODECA | SODECA | 0 | 0 | 0 | 0 | 0 | 0 | 0
1017097 | HC-31-4M/H | FM - SODECA | SODECA | 0 | 0 | 0 | 2 | 0 | 0 | 0
1017099 | HC-31-4T/H | FM - SODECA | SODECA | 0 | 0 | 0 | 4 | 0 | 0 | 0
1017103 | HC-35-2T/H | FM - SODECA | SODECA | 0 | 0 | 0 | 0 | 0 | 0 | 0
1017106 | HC-35-4M/H | FM - SODECA | SODECA | 0 | 0 | 0 | 3 | 0 | 0 | 0
1017112 | HC-35-4T/H | FM - SODECA | SODECA | 0 | 0 | 0 | 5 | 0 | 0 | 0
1017125 | HC-40-4M/H | FM - SODECA | SODECA | 0 | 0 | 0 | 1 | 0 | 0 | 0
1017127 | HC-40-4T/H | FM - SODECA | SODECA | 0 | 0 | 0 | 0 | 0 | 0 | 0
1017129 | HC-40-6M/H | FM - SODECA | SODECA | 0 | 0 | 0 | 0 | 0 | 0 | 0
1017130 | HC-40-6T/H | FM - SODECA | SODECA | 0 | 0 | 0 | 2 | 0 | 0 | 0
1017131 | HC-45-4M/H | FM - SODECA | SODECA | 0 | 0 | 0 | 0 | 0 | 0 | 0
1017134 | HC-45-4T/H | FM - SODECA | SODECA | 0 | 0 | 0 | 0 | 0 | 0 | 0
1017138 | HC-45-6M/H | FM - SODECA | SODECA | 0 | 0 | 0 | 1 | 0 | 0 | 0
1017139 | HC-45-6T/H | FM - SODECA | SODECA | 0 | 0 | 0 | 0 | 0 | 0 | 0
1017140 | HC-50-4M/H | FM - SODECA | SODECA | 0 | 0 | 0 | 1 | 0 | 0 | 0
1017142 | HC-50-4T/H | FM - SODECA | SODECA | 0 | 0 | 0 | 0 | 0 | 0 | 0
1017147 | HC-50-6M/H | FM - SODECA | SODECA | 0 | 0 | 0 | 0 | 0 | 0 | 0
1017148 | HC-50-6T/H | FM - SODECA | SODECA | 0 | 0 | 0 | 0 | 0 | 0 | 0
1017154 | HC-56-6M/H | FM - SODECA | SODECA | 0 | 0 | 0 | 1 | 0 | 0 | 0
1017155 | HC-56-6T/H | FM - SODECA | SODECA | 0 | 0 | 0 | 3 | 0 | 0 | 0
1017159 | HC-63-6M/H | FM - SODECA | SODECA | 0 | 0 | 0 | 0 | 0 | 0 | 0
1017160 | HC-63-6T/H | FM - SODECA | SODECA | 0 | 0 | 0 | 0 | 0 | 0 | 0
1017177 | HC-56-4T/H IE3 | FM - SODECA | SODECA | 0 | 0 | 0 | 2 | 0 | 0 | 0
1017179 | HC-63-4T/H IE3 | FM - SODECA | SODECA | 0 | 0 | 0 | 5 | 0 | 0 | 0
1017181 | HC-71-4T/H IE3 | FM - SODECA | SODECA | 0 | 0 | 0 | 0 | 0 | 0 | 0
1017315 | HC-63-4T/H/ATEX/2G Ex db 380V. 60Hz | FM - SODECA | SODECA | 0 | 0 | 0 | 0 | 0 | 0 | 0
1020807 | CI-100-4/8T-F-400 400V | FM - SODECA | SODECA | 0 | 0 | 0 | 0 | 0 | 0 | 0
1023613 | PV-90 | FM - SODECA | SODECA | 0 | 0 | 0 | 0 | 0 | 0 | 0
1023615 | PV-125 | FM - SODECA | SODECA | 0 | 0 | 0 | 0 | 0 | 0 | 0
1023775 | CJACUS/C-2 | FM - SODECA | SODECA | 0 | 0 | 0 | 0 | 0 | 0 | 0
1024046 | FMC-C-501 | FM - SODECA | SODECA | 0 | 0 | 0 | 0 | 0 | 0 | 0
1024050 | FM-DP500 | FM - SODECA | SODECA | 0 | 0 | 0 | 0 | 0 | 0 | 0
1024172 | MTP | FM - SODECA | SODECA | 0 | 0 | 0 | 0 | 0 | 0 | 0
1027474 | CJBR-1850-4T 230/400V. IE3 | FM - SODECA | SODECA | 0 | 0 | 0 | 0 | 0 | 0 | 0
1028473 | SV-250/L 230V. 50/60Hz. | FM - SODECA | SODECA | 0 | 0 | 0 | 0 | 0 | 0 | 0
1028479 | SV-400/H 230V. 50/60Hz. | FM - SODECA | SODECA | 0 | 0 | 0 | 0 | 0 | 0 | 0
1028560 | HCT-35-4T/ATEX/2G Ex db 230/400V | FM - SODECA | SODECA | 0 | 0 | 0 | 0 | 0 | 0 | 0
1028561 | HCT-40-2T-1.5/ATEX/2G Ex db 230/400V | FM - SODECA | SODECA | 0 | 0 | 0 | 0 | 0 | 0 | 0
1028566 | HCT-50-4T-0.75/ATEX/2G Ex db 230/400V | FM - SODECA | SODECA | 0 | 0 | 0 | 0 | 0 | 0 | 0
1028584 | HCT-71-4T-3/ATEX/2G Ex db 230/400V | FM - SODECA | SODECA | 0 | 0 | 0 | 0 | 0 | 0 | 0
1028591 | HCT-80-4T-5.5/ATEX/2G Ex db 230/400V | FM - SODECA | SODECA | 0 | 0 | 0 | 0 | 0 | 0 | 0
1028951 | HCT/ATEX-40-2T-1.5/2G Ex eb |  |  | 0 | 0 | 0 | 0 | 0 | 0 | 0
1028957 | HCT/ATEX-56-4T-0.75/2G Ex eb |  |  | 0 | 0 | 0 | 0 | 0 | 0 | 0
1029315 | CMA/ATEX-325-2T/2G EX EB |  |  | 0 | 0 | 0 | 0 | 0 | 0 | 0
1029359 | CMP-616-4T/ATEX/2G Ex db 230/400V | FM - SODECA | SODECA | 0 | 0 | 0 | 0 | 0 | 0 | 0
1029544 | CMP-922-4T/ATEX/2GD Ex db tb 230/400V |  |  | 0 | 0 | 0 | 0 | 0 | 0 | 0
1030701 | TIRACANO | FM - SODECA | SODECA | 12 | 30 | 42 | 5 | 0 | 0 | 37
1030730 | TUB-200 | FM - SODECA | SODECA | 0 | 0 | 0 | 0 | 0 | 0 | 0
1030731 | TUB-225 | FM - SODECA | SODECA | 0 | 0 | 0 | 0 | 0 | 0 | 0
1030732 | TUB-250 | FM - SODECA | SODECA | 0 | 0 | 0 | 0 | 0 | 0 | 0
1031847 | INT/ATEX 16/3CA |  |  | 0 | 0 | 0 | 0 | 0 | 0 | 0
103453 | HGT-125-6T/9-10 400/690V. IE3 | FM - SODECA | SODECA | 0 | 0 | 0 | 0 | 0 | 0 | 0
1034783 | NEOLINEO-125/V | FM - SODECA | SODECA | 5 | 15 | 20 | 0 | 0 | 0 | 20
1034784 | NEOLINEO-150/V | FM - SODECA | SODECA | 5 | 15 | 20 | 0 | 0 | 0 | 20
1034786 | NEOLINEO-200/V | FM - SODECA | SODECA | 5 | 15 | 20 | 0 | 0 | 0 | 20
1034787 | NEOLINEO-250/V | FM - SODECA | SODECA | 5 | 15 | 20 | 0 | 0 | 0 | 20
1034788 | NEOLINEO-315/V | FM - SODECA | SODECA | 1 | 3 | 4 | 6 | 0 | 0 | 0
1054558 | CAM 752-2T-10 c/w 7.5kW 400/690v IE3 | FM - SODECA | SODECA | 0 | 0 | 0 | 0 | 0 | 0 | 0
1054591 | CAM-760-2T-15/E | FM - SODECA | SODECA | 0 | 0 | 0 | 4 | 0 | 0 | 0
1054601 | CAM-880-2T-40 | FM - SODECA | SODECA | 0 | 0 | 0 | 4 | 0 | 0 | 0
1061997 | CAS-467-2T - 10/INOX-304 150Degree 400/690V. IE3 | Sodeca |  | 0 | 0 | 0 | 0 | 0 | 0 | 0
1064 Laser Head | Jewellery Laser head |  | Tech Up 3D | 0 | 0 | 0 | 0 | 0 | 0 | 0
1064128 | HTP-125-4T-75 c/w 55kW 4Pole 400V | FM - SODECA | SODECA | 0 | 0 | 0 | 0 | 0 | 0 | 0
1064263 | HCT-100-4T-15/AL 400/690V. IE3 | FM - SODECA | SODECA | 0 | 0 | 0 | 0 | 0 | 0 | 0
106X3SPA | PULLEY FRICTION BELT V-WEDGE 3 GROOVE SPA 1610 TAPER 106MM FENNER |  | Bearing Man Group | 1 | 1 | 2 | 4 | 0 | 0 | 0
1100999 | Rental Sharp BP 30C25 Copier |  | CRS Corporate Rental Solutions (Pty) Ltd | 0 | 0 | 0 | 1 | 0 | 0 | 0
1100SAP | 1100mm Diam podded silencer 1400 Long |  |  | 0 | 0 | 0 | 0 | 0 | 0 | 0
1105306 | CMP-1128-2T-5.5/S/PIE RD 230/400V. IE3 | FM - SODECA | SODECA | 0 | 1 | 1 | 14 | 0 | 0 | 0
1105922 | CJFILTER/REC-600X900-450-CA |  |  | 0 | 0 | 0 | 0 | 0 | 0 | 0
11100 | MG 100/4 LL | FM - VORTICE | Vortice | 0 | 0 | 0 | 0 | 0 | 0 | 0
11101 | MG 100/4 LL T | FM - VORTICE | Vortice | 0 | 0 | 0 | 0 | 0 | 0 | 0
11102 | MG 120/5 LL | FM - VORTICE | Vortice | 0 | 0 | 0 | 0 | 0 | 0 | 0
11103 | MG 120/5 LL T | FM - VORTICE | Vortice | 0 | 0 | 0 | 11 | 0 | 0 | 0
11104 | MG 150/6 LL | FM - VORTICE | Vortice | 0 | 0 | 0 | 5 | 0 | 0 | 0
11105 | MG 150/6 LL T | FM - VORTICE | Vortice | 0 | 0 | 0 | 0 | 0 | 0 | 0
11106 | MGK 100/4 LL | FM - VORTICE | Vortice | 0 | 0 | 0 | 0 | 0 | 0 | 0
11110 | MG 90/3,5 | FM - VORTICE | Vortice | 0 | 0 | 0 | 0 | 0 | 0 | 0
11116 | MG 120/5 | FM - VORTICE | Vortice | 0 | 0 | 0 | 0 | 0 | 0 | 0
11117 | MG 150/6 | FM - VORTICE | Vortice | 0 | 0 | 0 | 1 | 0 | 0 | 0
11123 | MF 100 | FM - VORTICE | Vortice | 0 | 0 | 0 | 89 | 0 | 0 | 0
11124 | MF 120 | FM - VORTICE | Vortice | 0 | 0 | 0 | 92 | 0 | 0 | 0
11125 | MF 150 | FM - VORTICE | Vortice | 0 | 0 | 0 | 73 | 0 | 0 | 0
11127 | MF 100T | FM - VORTICE | Vortice | 0 | 0 | 0 | 1 | 0 | 0 | 0
11128 | MF 120 T | FM - VORTICE | Vortice | 0 | 0 | 0 | 16 | 0 | 0 | 0
11129 | MF 150T | FM - VORTICE | Vortice | 0 | 0 | 0 | 0 | 0 | 0 | 0
11131 | MF 100 LL | FM - VORTICE | Vortice | 0 | 0 | 0 | 46 | 0 | 0 | 0
11132 | MF 120 LL | FM - VORTICE | Vortice | 0 | 0 | 0 | 57 | 0 | 0 | 0
11133 | MF 150 LL | FM - VORTICE | Vortice | 1 | 2 | 3 | 3 | 0 | 0 | 0
11135 | MF 100 T LL | FM - VORTICE | Vortice | 0 | 0 | 0 | 10 | 0 | 0 | 0
11136 | MF 120 T LL | FM - VORTICE | Vortice | 0 | 0 | 0 | 24 | 0 | 0 | 0
11137 | MF 150 T LL | FM - VORTICE | Vortice | 0 | 0 | 0 | 8 | 0 | 0 | 0
11145 | MFO 100/4 | FM - VORTICE | Vortice | 0 | 0 | 0 | 29 | 0 | 0 | 0
11146 | MFO 120/5 | FM - VORTICE | Vortice | 0 | 0 | 0 | 0 | 0 | 0 | 0
11147 | MFO 120/5 | FM - VORTICE | Vortice | 0 | 0 | 0 | 27 | 0 | 0 | 0
1115991 | VSD3/A-RFT-40-IP55 | FM - SODECA | SODECA | 0 | 0 | 0 | 0 | 0 | 0 | 0
11187 | MF 150/6 PIRLL | FM - VORTICE | Vortice | 0 | 0 | 0 | 6 | 0 | 0 | 0
112 TBLOCK AL F | BMG MOTORLINE SPARES |  | Bearing Man Group | 0 | 0 | 0 | 1 | 0 | 0 | 0
11201 | M 100 / 4 | FM - VORTICE | Vortice | 0 | 0 | 0 | 36 | 0 | 0 | 0
11202 | M100/4 | FM - VORTICE | Vortice | 0 | 0 | 0 | 56 | 0 | 0 | 0
11211 | M 100 / 4 T | FM - VORTICE | Vortice | 0 | 0 | 0 | 1 | 0 | 0 | 0
11212 | M 100 / 4 T LL | FM - VORTICE | Vortice | 0 | 0 | 0 | 38 | 0 | 0 | 0
11221 | M 100 / 4 A | FM - VORTICE | Vortice | 0 | 0 | 0 | 0 | 0 | 0 | 0
11222 | M 100 / 4 A LL | FM - VORTICE | Vortice | 0 | 0 | 0 | 0 | 0 | 0 | 0
1125043 | CL/PLUS/EC-8050 |  |  | 0 | 0 | 0 | 0 | 0 | 0 | 0
112525 | 11Kw 2P 525V motor to suit 630 Fans | FM - MOTORS | ACTOM | 0 | 0 | 0 | 3 | 0 | 0 | 0
11260 | ME 100 / 4 LL | FM - VORTICE | Vortice | 0 | 0 | 0 | 22 | 0 | 0 | 0
1126467 | THT/CL-125-4/8T/6-20-F-300 400V. | FM - SODECA | SODECA | 0 | 0 | 0 | 0 | 0 | 0 | 0
1126491 | THT/CL-125-4T/6-25-F-300 400/690V. IE3 | FM - SODECA | SODECA | 0 | 0 | 0 | 0 | 0 | 0 | 0
1126734 | THT/CL-90-4T-10-F-300 IE3 | FM - SODECA | SODECA | 0 | 0 | 0 | 0 | 0 | 0 | 0
11270 | ME 120/5 LL | FM - VORTICE | Vortice | 0 | 0 | 0 | 16 | 0 | 0 | 0
11274 | M 120 / 5 T LL | FM - VORTICE | Vortice | 0 | 0 | 0 | 0 | 0 | 0 | 0
1129393 | CA/LINE-10 | Sodeca | SODECA | 25 | 74 | 99 | 0 | 0 | 0 | 99
1129394 | CA/LINE-12 | Sodeca |  | 0 | 0 | 0 | 0 | 0 | 0 | 0
1129395 | CA/LINE-15 | Sodeca | SODECA | 25 | 74 | 99 | 0 | 0 | 0 | 99
1129396 | CA/LINE-20 | Sodeca | SODECA | 25 | 74 | 99 | 0 | 0 | 0 | 99
1129397 | CA/LINE-25 | Sodeca | SODECA | 25 | 74 | 99 | 0 | 0 | 0 | 99
1129398 | CA/LINE-31 | FM - SODECA | SODECA | 30 | 89 | 119 | 0 | 0 | 0 | 119
112X3SPA | PULLEY FRICTION BELT V-WEDGE 3 GROOVE SPA 2012 TAPER 112MM FENNER |  | Bearing Man Group | 0 | 0 | 0 | 8 | 0 | 0 | 0
11301 | M 120 / 5 | FM - VORTICE | Vortice | 0 | 0 | 0 | 0 | 0 | 0 | 0
11302 | M 120 / 5 LL | FM - VORTICE | Vortice | 0 | 0 | 0 | 24 | 0 | 0 | 0
11311 | M 120 / 5 T | FM - VORTICE | Vortice | 0 | 0 | 0 | 20 | 0 | 0 | 0
11313 | MEX 100/4 LL 1S | FM - VORTICE | Vortice | 0 | 0 | 0 | 16 | 0 | 0 | 0
11314 | MEX 100/4 1S LLT | FM - VORTICE | Vortice | 0 | 0 | 0 | 17 | 0 | 0 | 0
11321 | M 120 / 5 A | FM - VORTICE | Vortice | 0 | 0 | 0 | 0 | 0 | 0 | 0
11322 | M 120 / 5 A LL | FM - VORTICE | Vortice | 0 | 0 | 0 | 22 | 0 | 0 | 0
11333 | MEX 120/5 LL IS | FM - VORTICE | Vortice | 0 | 0 | 0 | 0 | 0 | 0 | 0
11334 | MEX 120/5 1S LLT | FM - VORTICE | Vortice | 0 | 0 | 0 | 1 | 0 | 0 | 0
1139111 | THT-90-4T-5.5-14-F-300 | FM - SODECA | SODECA | 0 | 0 | 0 | 0 | 0 | 0 | 0
1139474 | THT/CL-71-4T-3-F-300 230/400V. IE3 | FM - SODECA | SODECA | 0 | 0 | 0 | 0 | 0 | 0 | 0
1139862 | HTMV-125-4T/9-40/380V. 60Hz. IE3 | FM - SODECA | SODECA | 0 | 0 | 0 | 0 | 0 | 0 | 0
11401 | M 150 / 6 | FM - VORTICE | Vortice | 0 | 0 | 0 | 30 | 0 | 0 | 0
1140155 | HTMV-90-4T-7.5/ATEX/2G Ex db 380V. 60Hz | FM - SODECA | SODECA | 0 | 0 | 0 | 0 | 0 | 0 | 0
11402 | M 150 / 6 LL | FM - VORTICE | Vortice | 1 | 1 | 2 | 19 | 0 | 0 | 0
11411 | M 150 / 6 T | FM - VORTICE | Vortice | 0 | 0 | 0 | 6 | 0 | 0 | 0
11412 | M 150 / 6 T LL | FM - VORTICE | Vortice | 0 | 0 | 0 | 0 | 0 | 0 | 0
11421 | M 150 / 6 A | FM - VORTICE | Vortice | 0 | 0 | 0 | 0 | 0 | 0 | 0
11422 | M 150 / 6 A LL | FM - VORTICE | Vortice | 0 | 0 | 0 | 0 | 0 | 0 | 0
1143. | 11kW 4Pole 525V B3 NV3 IE1 Cast Iron | FM - MOTORS | ACTOM | 2 | 2 | 4 | 2 | 0 | 0 | 2
1143PM | 11KW 4P 380V Pad Mount Motor | FM - MOTORS | WEG South Africa | 0 | 0 | 0 | 3 | 0 | 0 | 0
11741 | M120/5 P | FM - VORTICE | Vortice | 0 | 0 | 0 | 13 | 0 | 0 | 0
1182768 | CJK/EC-500 |  |  | 0 | 0 | 0 | 0 | 0 | 0 | 0
118X2SPA. | PULLEY FRICTION BELT V-WEDGE 2 GROOVESPA 1610 TAPER 118MM FENNER |  | Bearing Man Group | 0 | 0 | 0 | 2 | 0 | 0 | 0
118X3SPA | PULLEY FRICTION BELT V-WEDGE 3 GROOVE SPA 2012 TAPER 118MM FENNER |  | Bearing Man Group | 0 | 0 | 0 | 1 | 0 | 0 | 0
11944 | VORT QUADRO MEDIO | FM - VORTICE | Vortice | 0 | 0 | 0 | 1 | 0 | 0 | 0
11952 | VORT QUADRO SUPER | FM - VORTICE | Vortice | 0 | 0 | 0 | 2 | 0 | 0 | 0
11967 | VORT PRESS 110 LL | FM - VORTICE | Vortice | 0 | 0 | 0 | 3 | 0 | 0 | 0
11968 | Vort Press 110 ( surface mount ) | FM - VORTICE | Vortice | 0 | 0 | 0 | 0 | 0 | 0 | 0
11971 | Vort Press 140 ( built-in ) | FM - VORTICE | Vortice | 0 | 0 | 0 | 0 | 0 | 0 | 0
1200000 | Insurance |  | CRS Corporate Rental Solutions (Pty) Ltd | 0 | 0 | 0 | 1 | 0 | 0 | 0
1200SAP | 1200mm Diam podded silencer 1400 Long |  |  | 0 | 0 | 0 | 0 | 0 | 0 | 0
12017 | MICRO 100 I | FM - VORTICE | Vortice | 0 | 0 | 0 | 4 | 0 | 0 | 0
12018 | MICRO 100 I T | FM - VORTICE | Vortice | 0 | 0 | 0 | 0 | 0 | 0 | 0
12020 | MEDIO I | FM - VORTICE | Vortice | 0 | 0 | 0 | 0 | 0 | 0 | 0
12021 | MEDIO I T | FM - VORTICE | Vortice | 0 | 0 | 0 | 0 | 0 | 0 | 0
12023 | SUPER I | FM - VORTICE | Vortice | 0 | 0 | 0 | 0 | 0 | 0 | 0
12024 | SUPER I T | FM - VORTICE | Vortice | 0 | 0 | 0 | 0 | 0 | 0 | 0
12045 | MICRO 100 I ES (Energy Saving) | FM - VORTICE | Vortice | 0 | 0 | 0 | 0 | 0 | 0 | 0
12046 | MICRO 100 I T ES (Energy Saving) | FM - VORTICE | Vortice | 0 | 0 | 0 | 0 | 0 | 0 | 0
12065 | MICRO 100 I T HCS (Humidity ctrl. System) | FM - VORTICE | Vortice | 0 | 0 | 0 | 0 | 0 | 0 | 0
12066 | MEDIO I T HCS ( Humidity ctrl. system) | FM - VORTICE | Vortice | 0 | 0 | 0 | 0 | 0 | 0 | 0
12067 | SUPER I T HCS (Humidity ctrl. system) | FM - VORTICE | Vortice | 0 | 0 | 0 | 0 | 0 | 0 | 0
1210X28MM | TAPER LOCK BUSH METRIC 1210 28MM FENNER |  | Bearing Man Group | 0 | 0 | 0 | 2 | 0 | 0 | 0
1212521 | AT 12/12 SC - Single Unit | FM - NICOTRA | Nicotra | 0 | 0 | 0 | 8 | 0 | 0 | 0
1212522 | AT 12/12 SC2 - Double Unit | FM - NICOTRA | Nicotra | 0 | 0 | 0 | 5 | 0 | 0 | 0
1220IM | 32.F.4 Impeller |  |  | 0 | 0 | 0 | 0 | 0 | 0 | 0
1220SC | Screen |  |  | 0 | 0 | 0 | 0 | 0 | 0 | 0
1220SM1.23D | 1220 Diam Silencer 1500mm Long |  |  | 0 | 0 | 0 | 0 | 0 | 0 | 0
12412 | V 300/12 AR | FM - VORTICE | Vortice | 2 | 4 | 6 | 18 | 0 | 0 | 0
12413 | V 300/12 ARI | FM - VORTICE | Vortice | 0 | 0 | 0 | 25 | 0 | 0 | 0
12415 | V 300/12 AR LL S | FM - VORTICE | Vortice | 0 | 0 | 0 | 18 | 0 | 0 | 0
12416 | V 300/12 ARI LL S | FM - VORTICE | Vortice | 0 | 0 | 0 | 11 | 0 | 0 | 0
12451 | V 230/9 P | FM - VORTICE | Vortice | 0 | 0 | 0 | 0 | 0 | 0 | 0
12452 | V 230/9 AR | FM - VORTICE | Vortice | 3 | 7 | 10 | 7 | 0 | 0 | 3
12453 | V 230/9 ARI | FM - VORTICE | Vortice | 0 | 0 | 0 | 3 | 0 | 0 | 0
12454 | V 230/9 P LL S | FM - VORTICE | Vortice | 0 | 0 | 0 | 1 | 0 | 0 | 0
12455 | V 230/9 AR LL S | FM - VORTICE | Vortice | 2 | 5 | 7 | 21 | 0 | 0 | 0
12456 | V 230/9 ARI LL S | FM - VORTICE | Vortice | 0 | 0 | 0 | 8 | 0 | 0 | 0
1250CF | 1250 Diam Counter Flange | FM - DONKIN | Air Speration | 0 | 0 | 0 | 96 | 0 | 0 | 0
1250FC | 1250 Diam Flexible Connection | FM - DONKIN | Air Speration | 0 | 0 | 0 | 10 | 0 | 0 | 0
1250HVJ-2S | 1250 Diam Vertical Discharge Unit | FM - DONKIN |  | 0 | 0 | 0 | 0 | 0 | 0 | 0
1250HVJ-2SB | 1250 Diam Vertical Discharge BASE | FM - DONKIN |  | 0 | 0 | 0 | 0 | 0 | 0 | 0
1250IM | Impeller |  |  | 0 | 0 | 0 | 0 | 0 | 0 | 0
1250MF | 1250 Diam Mounting Feet | FM - DONKIN | Air Speration | 0 | 0 | 0 | 287 | 0 | 0 | 0
1250S1.0D | 1250 Diam Silencer 1.0D | FM - DONKIN |  | 0 | 0 | 0 | 0 | 0 | 0 | 0
1250S1.0DP | 1250 Diam Silencer 1.0D Podded | FM - DONKIN |  | 0 | 0 | 0 | 0 | 0 | 0 | 0
1250S1.5D | 1250 Diam Silencer 1.5D | FM - DONKIN |  | 0 | 0 | 0 | 0 | 0 | 0 | 0
1250S1.5DP | 1250 Diam Silencer 1.5D Podded | FM - DONKIN |  | 0 | 0 | 0 | 0 | 0 | 0 | 0
1250S2.0D | 1250 Diam Silencer 2.0D | FM - DONKIN |  | 0 | 0 | 0 | 0 | 0 | 0 | 0
1250S2.0DP | 1250 Diam Silencer 2.0D Podded | FM - DONKIN |  | 0 | 0 | 0 | 0 | 0 | 0 | 0
1250SM1.0D | 1250 Diam Melinex Silencer 1.0D | FM - DONKIN |  | 0 | 0 | 0 | 0 | 0 | 0 | 0
1250SM1.0DP | 1250 Diam Melinex Silencer 1.0D Podded | FM - DONKIN |  | 0 | 0 | 0 | 0 | 0 | 0 | 0
1250SM1.5D | 1250 Diam Melinex Silencer 1.5D | FM - DONKIN |  | 0 | 0 | 0 | 0 | 0 | 0 | 0
1250SM1.5DP | 1250 Diam Melinex Silencer 1.5D Podded | FM - DONKIN |  | 0 | 0 | 0 | 0 | 0 | 0 | 0
1250SM2.0D | 1250 Diam Melinex Silencer 2.0D | FM - DONKIN |  | 0 | 0 | 0 | 0 | 0 | 0 | 0
1250SM2.0DP | 1250 Diam Melinex Silencer 2.0D Podded | FM - DONKIN |  | 0 | 0 | 0 | 0 | 0 | 0 | 0
125T300 | 125 Diam Tube Silencer 300L | FM - DONKIN |  | 0 | 0 | 0 | 0 | 0 | 0 | 0
125T600 | 125 Diam Tube Silencer 600L | FM - TUBES | Attenu-Tec | 0 | 0 | 0 | 4 | 0 | 0 | 0
125TTSilentM | 125 TT Silent M Fan | FM - DONKIN |  | 0 | 0 | 0 | 0 | 0 | 0 | 0
12611 | V 150/6 P | FM - VORTICE | Vortice | 0 | 0 | 0 | 0 | 0 | 0 | 0
12612 | V 150/6 AR | FM - VORTICE | Vortice | 5 | 10 | 15 | 42 | 0 | 0 | 0
12613 | V 150/6 ARI | FM - VORTICE | Vortice | 0 | 0 | 0 | 40 | 0 | 0 | 0
12614 | V 150/6 P LL S | FM - VORTICE | Vortice | 0 | 0 | 0 | 0 | 0 | 0 | 0
12615 | V 150/6 AR LL S | FM - VORTICE | Vortice | 2 | 4 | 6 | 45 | 0 | 0 | 0
12616 | V 150/6 ARI LL S | FM - VORTICE | Vortice | 0 | 0 | 0 | 6 | 0 | 0 | 0
1270510 | CUADRO MANDOS BOX SMART | FM - VORTICE | Vortice | 0 | 0 | 0 | 13 | 0 | 0 | 0
1272947 | THT/CL -125-6T/ 12-15-F-300 IE3 | FM - SODECA | SODECA | 0 | 0 | 0 | 0 | 0 | 0 | 0
1273007 | THT/IMP-C-REV-63-2T-20-F-400 IE3 | FM - SODECA | SODECA | 0 | 0 | 0 | 10 | 0 | 0 | 0
1273330 | SDECB/Z-260-4T-0.75 |  |  | 0 | 0 | 0 | 0 | 0 | 0 | 0
1273331 | SDECB/Z-280-4T-0.75 |  |  | 0 | 0 | 0 | 0 | 0 | 0 | 0
1273332 | SDECB/Z-300-4T-0.75 |  |  | 0 | 0 | 0 | 0 | 0 | 0 | 0
12740 | 30/12 ARI | FM - VORTICE | Vortice | 0 | 0 | 0 | 1 | 0 | 0 | 0
1275754 | CJK/FILTER/EC-500-F7+F9 |  |  | 0 | 0 | 0 | 0 | 0 | 0 | 0
1280298 | DAMPER BOX SMART 71/80 |  |  | 0 | 0 | 0 | 13 | 0 | 0 | 0
1282483 | KIT BOXPDS SMART 900 4T 10 IE3 |  |  | 0 | 0 | 0 | 0 | 0 | 0 | 0
1286836 | PS-125 20CV |  |  | 0 | 0 | 0 | 0 | 0 | 0 | 0
12877 | IRET INVERTER 400 2.2A | FM - VORTICE | Vortice | 0 | 0 | 0 | 0 | 0 | 0 | 0
12878 | IRET INVERTER 400 3.6A | FM - VORTICE | Vortice | 0 | 0 | 0 | 0 | 0 | 0 | 0
12879 | IRET INVERTER 400 5A | FM - VORTICE | Vortice | 0 | 0 | 0 | 0 | 0 | 0 | 0
12880 | IRET INVERTER 400 8A | FM - VORTICE | Vortice | 0 | 0 | 0 | 0 | 0 | 0 | 0
1289142 | SV/FILTER/EC- 200 F6+F8 |  |  | 0 | 0 | 0 | 0 | 0 | 0 | 0
12941 | CR5N Speed Controller | FM - VORTICE | Vortice | 0 | 0 | 0 | 0 | 0 | 0 | 0
12943 | CR5 Speed Controller | FM - VORTICE | Vortice | 0 | 0 | 0 | 11 | 0 | 0 | 0
129521 | AT 12/9 SC - Single Unit | FM - NICOTRA | Nicotra | 0 | 0 | 0 | 9 | 0 | 0 | 0
129522 | AT 12/9 SC2 - Double Unit | FM - NICOTRA | Nicotra | 0 | 0 | 0 | 0 | 0 | 0 | 0
12966 | C1.5 Speed Controller (to suit Lineo 100 to 200) | FM - VORTICE | Vortice | 3 | 7 | 10 | 21 | 0 | 0 | 0
12967 | C2.5 Speed Controller (to suit Lineo 250 to 315) | FM - VORTICE | Vortice | 0 | 0 | 0 | 18 | 0 | 0 | 0
12994 | PIR | FM - VORTICE | Vortice | 0 | 0 | 0 | 8 | 0 | 0 | 0
12998 | PIR Sensor | FM - VORTICE | Vortice | 0 | 0 | 0 | 32 | 0 | 0 | 0
12X1 THREADED ROD 8.8 ZINC BLUE 12X1 975 8.8 ZB | 12X1 THREADED ROD 8.8 ZINC BLUE 12X1 975 8.8 ZB | FASTENERS | M&D SPECIALISED FASTENERS (PTY) LTD | 0 | 0 | 0 | 2 | 0 | 0 | 0
13-11 | CABTYRE - 6MM X 6 LUGS 10PKT |  | Alpha Electrical | 1 | 1 | 2 | 8 | 0 | 0 | 0
13-12 | CABTYRE - 6MM X 8 LUGS 10PKT |  | Alpha Electrical | 1 | 1 | 2 | 8 | 0 | 0 | 0
13001 | KIT TE 150/6 Roof Mounting | FM - VORTICE | Vortice | 0 | 0 | 0 | 4 | 0 | 0 | 0
13002 | KIT TE 230/9 Roof Mounting | FM - VORTICE | Vortice | 0 | 0 | 0 | 20 | 0 | 0 | 0
13003 | KIT TE 300/12 Roof Mounting | FM - VORTICE | Vortice | 0 | 0 | 0 | 0 | 0 | 0 | 0
13028 | KIT TC 230/9 | FM - VORTICE | Vortice | 0 | 0 | 0 | 14 | 0 | 0 | 0
132B0100 | OPT MICRO LCP DISPLAY W/O POTENTIOM |  | Bearing Man Group | 0 | 0 | 0 | 1 | 0 | 0 | 0
1350439 | HCT/EC- 63-4T-3 IE5 | FM - SODECA | SODECA | 0 | 0 | 0 | 0 | 0 | 0 | 0
1352297 | SC-1250/1200 |  |  | 0 | 0 | 0 | 0 | 0 | 0 | 0
1353233 | KIT BOXSMART-7100 - 230V. -1D |  |  | 0 | 0 | 0 | 13 | 0 | 0 | 0
1353244 | KIT BOXSMART-7100 - 230V. -2D |  |  | 0 | 0 | 0 | 13 | 0 | 0 | 0
1355136 | HGT-125-4T/12-60 400/690V. IE3 |  |  | 0 | 0 | 0 | 0 | 0 | 0 | 0
1373000218 | MOTORE GM-63A4 B143F TC10 - TIRACAMINO MOTOR | FM - VORTICE | Vortice | 2 | 3 | 5 | 24 | 0 | 0 | 0
13mm X 8mm | A 2100 |  | Bluetech Fans (Pty) Ltd | 1 | 2 | 3 | 10 | 0 | 0 | 0
1400mm | Twin Stage Fan c/w 90kw 4Pole (1400rpm) 550V motor |  |  | 0 | 0 | 0 | 0 | 0 | 0 | 0
1400mm BM | 1400mm Bellmouth |  |  | 0 | 0 | 0 | 0 | 0 | 0 | 0
1400mm Inlet | and Discharge Screen |  |  | 0 | 0 | 0 | 0 | 0 | 0 | 0
15-05' | T50R BLACK - T50R CABLE TIES BLACK 198MMX4 | FM - WORKS |  | 50 | 100 | 150 | 200 | 0 | 0 | 0
15-1 | TI8R BLK - T18R CABLE TIES BLACK 100MMX2 | FM - WORKS | Atlantic Lighting & Electrical distributors | 0 | 0 | 0 | 2 | 0 | 0 | 0
15-5 | T50R BLACK - T50R CABLE TIES BLACK 198MMX4 | FM - WORKS | Atlantic Lighting & Electrical distributors | 0 | 0 | 0 | 3 | 0 | 0 | 0
15000 | Tiracamino Chimney Fan for Chimney Tops | FM - VORTICE | Vortice | 5 | 9 | 14 | 13 | 0 | 0 | 0
1500W | TERAL 17.5KG | CONSUMABLES | INTROWELD CC | 2 | 2 | 4 | 4 | 0 | 0 | 0
1501 | ARCAL SPEED 50L CYLINDER 17.5KG | FABRICATION | INTROWELD CC | 2 | 2 | 4 | 2 | 0 | 0 | 2
1502479 | HTMH-71-4T-4 220/380V. 60Hz IE3 | FM - SODECA | SODECA | 1 | 3 | 4 | 20 | 0 | 0 | 0
1503633 | CA/LINE/EC-31 50/60Hz. | FM - SODECA | SODECA | 0 | 0 | 0 | 1 | 0 | 0 | 0
1503634 | CA/LINE/EC-35 50/60Hz. |  |  | 0 | 0 | 0 | 0 | 0 | 0 | 0
150NB x 130mm | Style 15 Linkflex 100% (Inner & Outer Tube) EPDM rubber bellows c/w mild steel electro |  |  | 0 | 0 | 0 | 0 | 0 | 0 | 0
150T300 | 150 Diam Tube Silencer 300L | FM - DONKIN |  | 0 | 0 | 0 | 0 | 0 | 0 | 0
150T600 | 150 Diam Tube Silencer 600L | FM - TUBES | Attenu-Tec | 2 | 4 | 8 | 0 | 0 | 0 | 8
150T900 | 150 Diam Tube Silencer 900L | FM - DONKIN | Attenu-Tec | 0 | 0 | 0 | 0 | 0 | 0 | 0
1511521 | AT 15/11 SC - Single Unit | FM - NICOTRA | Nicotra | 0 | 0 | 0 | 0 | 0 | 0 | 0
1515521 | AT 15/15 SC - Single Unit | FM - NICOTRA | Nicotra | 1 | 2 | 3 | 8 | 0 | 0 | 0
1515522 | AT 15/15 SC2 - Double Unit | FM - NICOTRA | Nicotra | 0 | 0 | 0 | 0 | 0 | 0 | 0
15928 | Repair CMP-1025-2T-3 ( ROS Del Note 15928) |  |  | 0 | 0 | 0 | 0 | 0 | 0 | 0
16 SQ MED SPRING WASHER Z/BLUE 16 7980 SS ZB | 16 SQ MED SPRING WASHER Z/BLUE 16 7980 SS ZB | FASTENERS | M&D SPECIALISED FASTENERS (PTY) LTD | 1 | 1 | 2 | 20 | 0 | 0 | 0
1600CF | 1600 Diam Counter Flange | FM - DONKIN | Air Speration | 0 | 0 | 0 | 96 | 0 | 0 | 0
1600FC | 1600 Diam Flexible Connection | FM - DONKIN | Air Speration | 0 | 0 | 0 | 0 | 0 | 0 | 0
1600HVJ-2S | 1600 Diam Vertical Discharge Unit | FM - DONKIN |  | 0 | 0 | 0 | 0 | 0 | 0 | 0
1600HVJ-2SB | 1600 Diam Vertical Discharge BASE | FM - DONKIN |  | 0 | 0 | 0 | 0 | 0 | 0 | 0
1600IC | 1600 Dia Inlet Cone | Accessories |  | 0 | 0 | 0 | 0 | 0 | 0 | 0
1600ICS | 1600 Dia Inlet Cone Screen |  |  | 0 | 0 | 0 | 0 | 0 | 0 | 0
1600MF | 1600 Diam Mounting Feet | FM - DONKIN | Air Speration | 0 | 0 | 0 | 286 | 0 | 0 | 0
1600S1.0D | 1600 Diam Silencer 1.0D | FM - DONKIN |  | 0 | 0 | 0 | 0 | 0 | 0 | 0
1600S1.0DP | 1600 Diam Silencer 1.0D Poded | FM - DONKIN |  | 0 | 0 | 0 | 0 | 0 | 0 | 0
1600S1.5D | 1600 Diam Silencer 1.5D | FM - DONKIN |  | 0 | 0 | 0 | 0 | 0 | 0 | 0
1600S1.5DP | 1600 Diam Silencer 1.5D Podded | FM - DONKIN |  | 0 | 0 | 0 | 0 | 0 | 0 | 0
1600S2.0D | 1600 Diam Silencer 2.0D | FM - DONKIN |  | 0 | 0 | 0 | 0 | 0 | 0 | 0
1600S2.0DP | 1600 Diam Silencer 2.0D Podded | FM - DONKIN |  | 0 | 0 | 0 | 0 | 0 | 0 | 0
1600SM1.0D | 1600 Diam Melinex Silencer 1.0D | FM - DONKIN |  | 0 | 0 | 0 | 0 | 0 | 0 | 0
1600SM1.0DP | 1600 Diam Melinex Silencer 1.0D Podded | FM - DONKIN |  | 0 | 0 | 0 | 0 | 0 | 0 | 0
1600SM1.5D | 1600 Diam Melinex Silencer 1.5D | FM - DONKIN |  | 0 | 0 | 0 | 0 | 0 | 0 | 0
1600SM1.5DP | 1600 Diam Melinex Silencer 1.5D Podded | FM - DONKIN |  | 0 | 0 | 0 | 0 | 0 | 0 | 0
1600SM2.0D | 1600 Diam Melinex Silencer 2.0D | FM - DONKIN |  | 0 | 0 | 0 | 0 | 0 | 0 | 0
1600SM2.0DP | 1600 Diam Melinex Silencer 2.0D Podded | FM - DONKIN |  | 0 | 0 | 0 | 0 | 0 | 0 | 0
16039 | CA 250 VO In-Line Tube Fan Plastic Casing | FM - VORTICE | Vortice | 0 | 0 | 0 | 1 | 0 | 0 | 0
1609CL | 160/9 Clamp - To Suit 14mm, 19mm, 24mm and 28mm Bore Hubs | FM - IMPELLER | CFW Fans (Pty) Ltd | 10 | 30 | 50 | 362 | 0 | 0 | 0
1609CL28 | 160/9 Clamp - 28mm |  |  | 0 | 0 | 0 | 0 | 0 | 0 | 0
1609H14 | 160/9 Hub - 14mm bore | FM - IMPELLER | CFW Fans (Pty) Ltd | 3 | 4 | 9 | 112 | 0 | 0 | 0
1609H19 | 160/9 Hub - 19mm bore | FM - IMPELLER | CFW Fans (Pty) Ltd | 2 | 3 | 7 | 91 | 0 | 0 | 0
1609H24 | 160/9 Hub - 24mm bore | FM - IMPELLER | CFW Fans (Pty) Ltd | 2 | 3 | 7 | 82 | 0 | 0 | 0
1609H28 | 160/9 Hub - 28mm bore | FM - IMPELLER | CFW Fans (Pty) Ltd | 1 | 2 | 5 | 49 | 0 | 0 | 0
160T300 | 160 Diam Tube Silencer 300L | FM - DONKIN |  | 0 | 0 | 0 | 0 | 0 | 0 | 0
160T600 | 160 Diam Tube Silencer 600L | FM - DONKIN |  | 0 | 0 | 0 | 0 | 0 | 0 | 0
160W, 230V, 4500m3/hr, 40lt | Evaporative Air Cooler | Accessories |  | 0 | 0 | 0 | 0 | 0 | 0 | 0
160X3SPA | PULLEY FRICTION BELT V-WEDGE 3 GROOVE SPA 2517 TAPER 160MM FENNER |  | Bearing Man Group | 0 | 0 | 0 | 8 | 0 | 0 | 0
1610X25MM. | TAPER LOCK BUSH METRIC 1610 25MM FENNER |  | Bearing Man Group | 0 | 0 | 0 | 2 | 0 | 0 | 0
1610X28MM. | Taper Lock Bush Metric 1610 28mm FE |  | Bearing Man Group | 1 | 1 | 2 | 8 | 0 | 0 | 0
1610X38MM | TAPER LOCK BUSH METRIC 1610 38MM FENNER |  | Bearing Man Group | 0 | 0 | 0 | 3 | 0 | 0 | 0
16183 | CA 150 MD E RF | FM - VORTICE | Vortice | 0 | 0 | 0 | 2 | 0 | 0 | 0
16185 | CA 200 MD E RF | FM - VORTICE | Vortice | 0 | 0 | 0 | 0 | 0 | 0 | 0
16702 | PRA GLD FLP TTECH SWA D/COMP NO1 M20 |  | Pratley (Pty) Ltd | 1 | 1 | 2 | 4 | 0 | 0 | 0
168-37 | FAS3212LF RIVET FA - 3.2MMX12MM POP RIVETS | FM - WORKS | Atlantic Lighting & Electrical distributors | 0 | 0 | 0 | 4 | 0 | 0 | 0
16X1 THREADED ROD 8 . 8 ZINC BLUE 16X1 975 8 .8 ZB | 16X1 THREADED ROD 8 . 8 ZINC BLUE 16X1 975 8 .8 ZB | FASTENERS | M&D SPECIALISED FASTENERS (PTY) LTD | 0 | 0 | 0 | 14 | 0 | 0 | 0
17001 | LINEO 100 VO | FM - VORTICE | Vortice | 0 | 0 | 0 | 4 | 0 | 0 | 0
17004 | LINEO 160 VO | FM - VORTICE | Vortice | 0 | 0 | 0 | 11 | 0 | 0 | 0
17005 | LINEO 1000 VO | FM - VORTICE | Vortice | 0 | 0 | 0 | 18 | 0 | 0 | 0
17009 | LINEO 250 VO | FM - VORTICE | Vortice | 0 | 0 | 0 | 5 | 0 | 0 | 0
17013 | LINEO 125 VO KIT | FM - VORTICE | Vortice | 0 | 0 | 0 | 11 | 0 | 0 | 0
17021 | LINEO 100 TVO | FM - VORTICE | Vortice | 0 | 0 | 0 | 40 | 0 | 0 | 0
17022 | LINEO 125 TVO | FM - VORTICE | Vortice | 0 | 0 | 0 | 1 | 0 | 0 | 0
17023 | LINEO 150 TVO | FM - VORTICE | Vortice | 0 | 0 | 0 | 1 | 0 | 0 | 0
17143 | LINEO 100 Q | FM - VORTICE | Vortice | 0 | 0 | 0 | 0 | 0 | 0 | 0
17144 | LINEO 100 | FM - VORTICE | Vortice | 0 | 0 | 0 | 0 | 0 | 0 | 0
17145 | LINEO 125 | FM - VORTICE | Vortice | 1 | 2 | 3 | 7 | 0 | 0 | 0
17146 | LINEO 150 | FM - VORTICE | Vortice | 1 | 2 | 3 | 0 | 0 | 0 | 3
17147 | LINEO 160 | FM - VORTICE | Vortice | 0 | 0 | 0 | 0 | 0 | 0 | 0
17148 | LINEO 200 Q | FM - VORTICE | Vortice | 0 | 0 | 0 | 4 | 0 | 0 | 0
17149 | LINEO 250 Q | FM - VORTICE | Vortice | 0 | 0 | 0 | 0 | 0 | 0 | 0
17160 | LINEO 100 QUIET | FM - VORTICE | Vortice | 1 | 2 | 3 | 17 | 0 | 0 | 0
17161 | LINEO 125 QUIET | FM - VORTICE | Vortice | 1 | 2 | 3 | 15 | 0 | 0 | 0
17162 | LINEO 150 QUIET | FM - VORTICE | Vortice | 2 | 4 | 6 | 19 | 0 | 0 | 0
17163 | LINEO 160 QUIET | FM - VORTICE | Vortice | 0 | 0 | 0 | 0 | 0 | 0 | 0
17164 | LINEO 200 QUIET | FM - VORTICE | Vortice | 2 | 4 | 6 | 18 | 0 | 0 | 0
17165 | LINEO 250 QUIET | FM - VORTICE | Vortice | 1 | 2 | 3 | 13 | 0 | 0 | 0
17166 | LINEO 315 QUIET | FM - VORTICE | Vortice | 1 | 2 | 3 | 10 | 0 | 0 | 0
17177 | LINEO 200 T | FM - VORTICE | Vortice | 0 | 0 | 0 | 3 | 0 | 0 | 0
17180 | LINEO 200 | FM - VORTICE | Vortice | 1 | 2 | 3 | 15 | 0 | 0 | 0
17181 | LINEO 250 | FM - VORTICE | Vortice | 1 | 1 | 2 | 9 | 0 | 0 | 0
17182 | LINEO 315 | FM - VORTICE | Vortice | 2 | 4 | 6 | 6 | 0 | 0 | 0
17184 | LINEO 100 Q T | FM - VORTICE | Vortice | 0 | 0 | 0 | 0 | 0 | 0 | 0
17185 | LINEO 100 T | FM - VORTICE | Vortice | 0 | 0 | 0 | 0 | 0 | 0 | 0
17186 | LINEO 125 T | FM - VORTICE | Vortice | 0 | 0 | 0 | 0 | 0 | 0 | 0
17187 | LINEO 150 T | FM - VORTICE | Vortice | 0 | 0 | 0 | 0 | 0 | 0 | 0
17188 | LINEO 160 T | FM - VORTICE | Vortice | 0 | 0 | 0 | 0 | 0 | 0 | 0
18.5KW 4P 380V IP55 300 C/2HR | WEG SMOKEX PAD W22 MOTOR | FM - MOTORS | WEG South Africa | 0 | 0 | 0 | 1 | 0 | 0 | 0
1813521 | AT 18/13 SC - Single Unit | FM - NICOTRA | Nicotra | 0 | 0 | 0 | 1 | 0 | 0 | 0
1818521 | AT 18/18 SC - Single Unit | FM - NICOTRA | Nicotra | 1 | 1 | 2 | 0 | 0 | 0 | 2
1818522 | AT 18/18 SC2 - Double Unit | FM - NICOTRA | Nicotra | 0 | 0 | 0 | 0 | 0 | 0 | 0
18INLET-CONE | 18 Inch Inlet Cone | FM - DONKIN | Centrifab (Pty) Ltd | 0 | 0 | 0 | 1 | 0 | 0 | 0
1920 | RENTAL MONTHLY | CONSUMABLES | INTROWELD CC | 3 | 3 | 6 | 9 | 0 | 0 | 0
19220 | METAL DRY AUTOMATIC |  |  | 0 | 0 | 0 | 0 | 0 | 0 | 0
194832 | M10 FLAT WASHER DIN 125A ZINC BLUE (10 .5i/dx20o/dX2thk) | FASTENERS | M&D SPECIALISED FASTENERS (PTY) LTD | 13 | 14 | 27 | 260 | 0 | 0 | 0
194843 | M12 FLAT WASHER DIN 125A ZINC BLUE (13i/d x 24o/d x 2 .5 thk) | FASTENERS | M&D SPECIALISED FASTENERS (PTY) LTD | 44 | 59 | 103 | 932 | 0 | 0 | 0
194856 | M16 FLAT WASHER DIN 125A ZINC BLUE (17i/d x 30o/d X 3thk) | FASTENERS | M&D SPECIALISED FASTENERS (PTY) LTD | 38 | 53 | 91 | 800 | 0 | 0 | 0
194916 | M6 (6.4 X12X1.6) FLAT WASHER DIN 125A ZINC BLUE | FASTENERS | M&D SPECIALISED FASTENERS (PTY) LTD | 17 | 19 | 36 | 300 | 0 | 0 | 0
194925 | M8 FLAT WASHER DIN 125A ZINC BLUE (8 . 4ID*16OD*1 . 6THICK) | FASTENERS | M&D SPECIALISED FASTENERS (PTY) LTD | 8 | 9 | 17 | 160 | 0 | 0 | 0
2.2 kw VSD | Speed controller | VSD | AM SYSTEMS INTEGRATIONS (PTY) LTD | 1 | 2 | 3 | 0 | 0 | 0 | 3
2.223PM | 2.2kW 2P 380V Pad Mount Motor | FM - MOTORS | ACTOM | 2 | 4 | 6 | 15 | 0 | 0 | 0
2.243FM | 2.2kW 4P 380V Foot Mount Motor | FM - MOTORS | ACTOM | 0 | 0 | 0 | 4 | 0 | 0 | 0
2.243PM | 2.2kW 4P 380V Pad Mount Motor | FM - MOTORS | ACTOM | 5 | 10 | 15 | 57 | 0 | 4 | 0
2.263PM | 2.2kW 6P 380V Pad Mount Motor |  |  | 0 | 0 | 0 | 0 | 0 | 0 | 0
2.2kW VSD ENC. | 2.2kW Variable Speed Enclosure | VSD | AM SYSTEMS INTEGRATIONS (PTY) LTD | 3 | 6 | 9 | 0 | 0 | 0 | 9
200220VSD | 220kW 220V VSD |  |  | 0 | 0 | 0 | 0 | 0 | 0 | 0
200LS | Louvre Shutter |  |  | 0 | 0 | 0 | 0 | 0 | 0 | 0
200T1200 | 200 Diam Tube Silencer 1200L | FM - DONKIN | Attenu-Tec | 1 | 1 | 2 | 0 | 0 | 0 | 2
200T300 | 200 Diam Tube Silencer 300L | FM - DONKIN |  | 0 | 0 | 0 | 0 | 0 | 0 | 0
200T600 | 200 Diam Tube Silencer 600L | FM - TUBES | Attenu-Tec | 3 | 6 | 12 | 0 | 0 | 0 | 12
200T900 | 200 Diam Tube Silencer 900L | FM - DONKIN | Attenu-Tec | 0 | 0 | 0 | 0 | 0 | 0 | 0
2012X25MM. | TAPER LOCK BUSH METRIC 2012 25MM FENNER |  | Bearing Man Group | 0 | 0 | 0 | 1 | 0 | 0 | 0
2012X38MM | TAPER LOCK BUSH METRIC 2012 38MM FENNER |  | Bearing Man Group | 0 | 0 | 0 | 11 | 0 | 0 | 0
21113 | GV2 ME04 |  |  | 0 | 0 | 0 | 0 | 0 | 0 | 0
214165 | M10X25X2 FLAT WASHER Z/BLUE | FASTENERS | M&D SPECIALISED FASTENERS (PTY) LTD | 6 | 7 | 13 | 100 | 0 | 0 | 0
214899 | M12X30X3 FLAT WASHER Z/BLUE | FASTENERS | M&D SPECIALISED FASTENERS (PTY) LTD | 6 | 7 | 13 | 100 | 0 | 0 | 0
220025 | M8 . 4*20*3 FLAT WASHER Z/BLUE | FASTENERS | M&D SPECIALISED FASTENERS (PTY) LTD | 6 | 7 | 13 | 100 | 0 | 0 | 0
22010 | 100 Wall Fans | FM - VORTICE | Vortice | 0 | 0 | 0 | 37 | 0 | 0 | 0
22020 | 120/150 Wall Fixed Grills | FM - VORTICE | Vortice | 3 | 3 | 6 | 44 | 0 | 0 | 0
22131 | F 100 / 4 WINDOW KIT | FM - VORTICE | Vortice | 0 | 0 | 0 | 12 | 0 | 0 | 0
22132 | F 120 / 5 WINDOW KIT | FM - VORTICE | Vortice | 0 | 0 | 0 | 27 | 0 | 0 | 0
22133 | F 150 / 6 WINDOW KIT | FM - VORTICE | Vortice | 0 | 0 | 0 | 17 | 0 | 0 | 0
221331 | M150/6 Spare Motor | FM - VORTICE | Vortice | 0 | 0 | 0 | 0 | 0 | 0 | 0
22154 | S 100 / 4 CEILING KIT | FM - VORTICE | Vortice | 0 | 0 | 0 | 7 | 0 | 0 | 0
22155 | S 120 / 5 CEILING KIT | FM - VORTICE | Vortice | 0 | 0 | 0 | 0 | 0 | 0 | 0
22156 | S 150 / 6 CEILING KIT | FM - VORTICE | Vortice | 0 | 0 | 0 | 0 | 0 | 0 | 0
22165 | FG 100 FIXED GRILLE (VOR 22165) | FM - VORTICE | Vortice | 0 | 0 | 0 | 12 | 0 | 0 | 0
22167 | FG 150 FIXED GRILLE (VOR 22167) | FM - VORTICE | Vortice | 0 | 0 | 0 | 1 | 0 | 0 | 0
2243FM | 22kW 4P 380V Foot Mount Motor | FM - DONKIN | ACTOM | 1 | 2 | 3 | 2 | 0 | 0 | 1
22668 | CA-FU 125 | FM - VORTICE | Vortice | 0 | 0 | 0 | 3 | 0 | 0 | 0
22M16X150 | M16 X 150 HT Setscrews |  | MADAN Engineering cc | 0 | 0 | 0 | 8 | 0 | 0 | 0
235829 | M16*120 HT HEX BOLT Z/BLUE | FASTENERS | M&D SPECIALISED FASTENERS (PTY) LTD | 0 | 0 | 0 | 4 | 0 | 0 | 0
237756 | M10*16 HT HEX SET SCREW Z/BLUE | FASTENERS | M&D SPECIALISED FASTENERS (PTY) LTD | 4 | 5 | 13 | 160 | 0 | 0 | 0
237939 | M12*20 HT HEX SET SCREW Z/BLUE 12X20 933 8.8 ZB | FASTENERS | M&D SPECIALISED FASTENERS (PTY) LTD | 8 | 9 | 17 | 160 | 0 | 0 | 0
237993 | M12*40 HT HEX SET SCREW Z/BLUE | FASTENERS |  | 25 | 75 | 125 | 0 | 0 | 0 | 125
238028 | M12*60 HT HEX SET SCREW Z/BLUE | FASTENERS | M&D SPECIALISED FASTENERS (PTY) LTD | 2 | 4 | 8 | 88 | 0 | 0 | 0
238062 | M12*90 HT HEX SET SCREW Z/BLUE | FASTENERS | M&D SPECIALISED FASTENERS (PTY) LTD | 2 | 3 | 7 | 80 | 0 | 0 | 0
238152 | M16*100 HT HEX SET SCREW Z/BLUE | FASTENERS | M&D SPECIALISED FASTENERS (PTY) LTD | 5 | 7 | 17 | 200 | 0 | 0 | 0
238166 | M16*120 HT HEX SET SCREW Z/BLUE | FASTENERS | M&D SPECIALISED FASTENERS (PTY) LTD | 5 | 6 | 11 | 100 | 0 | 0 | 0
238185 | M16*150 HT HEX SET SCREW ZINC BLUE | FASTENERS | M&D SPECIALISED FASTENERS (PTY) LTD | 6 | 8 | 14 | 60 | 0 | 0 | 0
238307 | M16*80 HT HEX SET SCREW Z/BLUE | FASTENERS | M&D SPECIALISED FASTENERS (PTY) LTD | 1 | 2 | 3 | 20 | 0 | 0 | 0
239044 | M5*16 HT HEX SET SCREW Z/BLUE | FASTENERS | M&D SPECIALISED FASTENERS (PTY) LTD | 11 | 12 | 23 | 200 | 0 | 0 | 0
239158 | M6*25 HT HEX SET SCREW Z/BLUE | FASTENERS | M&D SPECIALISED FASTENERS (PTY) LTD | 17 | 19 | 36 | 300 | 0 | 0 | 0
239281 | M8*16 HT SET SCREW Z/BLUE | FASTENERS | M&D SPECIALISED FASTENERS (PTY) LTD | 8 | 9 | 17 | 160 | 0 | 0 | 0
241419 | M10 (10.5X20X2) DIN 125 FLAT WASHER S/S 304 - A2 | FASTENERS | M&D SPECIALISED FASTENERS (PTY) LTD | 10 | 12 | 22 | 120 | 0 | 0 | 0
241420 | M12 FLAT WASHER DIN 125A - (13i/dX24o/dX2.5thk) S/S 304 - A2 | FASTENERS | M&D SPECIALISED FASTENERS (PTY) LTD | 28 | 34 | 62 | 332 | 0 | 0 | 0
241421 | M16 (17X30X3) FLAT WASHER DIN 125A S/S 304 - A2 | FASTENERS | M&D SPECIALISED FASTENERS (PTY) LTD | 23 | 28 | 51 | 280 | 0 | 0 | 0
241440 | M5 FLAT WASHER DIN 125A S/S 304 - A2 -(5.3i/d X 10o/d X 1thk) | FASTENERS | M&D SPECIALISED FASTENERS (PTY) LTD | 10 | 12 | 22 | 120 | 0 | 0 | 0
241442 | M6 FLAT WASHER DIN 125A S/S 304 - A2 - (6.4X12.5X1.6) | FASTENERS | M&D SPECIALISED FASTENERS (PTY) LTD | 10 | 12 | 22 | 120 | 0 | 0 | 0
244896 | M10*25 HEX SET SCREW S/S 304 - A2 | FASTENERS | M&D SPECIALISED FASTENERS (PTY) LTD | 10 | 12 | 22 | 120 | 0 | 0 | 0
244949 | M12*25 HEX SET SCREW S/S A2 - 304 | FASTENERS | M&D SPECIALISED FASTENERS (PTY) LTD | 10 | 12 | 22 | 120 | 0 | 0 | 0
244999 | M16X120 A2 HEX SET SCREW | FASTENERS | M&D SPECIALISED FASTENERS (PTY) LTD | 7 | 8 | 15 | 80 | 0 | 0 | 0
245022 | M16*60 HEX SET SCREW S/S A2 - 304 | FASTENERS | M&D SPECIALISED FASTENERS (PTY) LTD | 1 | 1 | 2 | 8 | 0 | 0 | 0
245035 | M16*90 A2 HEX SET SCREW | FASTENERS | M&D SPECIALISED FASTENERS (PTY) LTD | 1 | 1 | 2 | 8 | 0 | 0 | 0
2450x1225x2mm | HR Sheet CQ 2450x1225x2mm | FABRICATION | NJR STEEL - ALRODE (PTY) LTD | 2 | 2 | 4 | 4 | 0 | 0 | 0
2450x1225x3mm | HR Sheet SAE1008 2450x1225x3 | CASING | NJR STEEL - ALRODE (PTY) LTD | 1 | 1 | 2 | 0 | 0 | 0 | 2
2450x1225x4mm | HR Sheet CQ 2450x1225x4 mm | FM - FABRICATION | NJR STEEL - ALRODE (PTY) LTD | 2 | 2 | 4 | 2 | 0 | 0 | 2
245199 | M5*16 HEX SET SCREW S/S 304 - A2 | FASTENERS | M&D SPECIALISED FASTENERS (PTY) LTD | 35 | 41 | 76 | 420 | 0 | 0 | 0
245232 | M6*16 A2 HEX SET SCREW | FASTENERS | M&D SPECIALISED FASTENERS (PTY) LTD | 35 | 41 | 76 | 420 | 0 | 0 | 0
245328 | M12 HEX NUT S/S 304 - A2 | FASTENERS | M&D SPECIALISED FASTENERS (PTY) LTD | 12 | 14 | 26 | 144 | 0 | 0 | 0
245333 | M16 HEX NUT S/S A2 304 | FASTENERS | M&D SPECIALISED FASTENERS (PTY) LTD | 20 | 24 | 44 | 240 | 0 | 0 | 0
245381 | M5 HEX NUTS S/S 304 - A2 | FASTENERS | M&D SPECIALISED FASTENERS (PTY) LTD | 25 | 29 | 54 | 300 | 0 | 0 | 0
245388 | M6 HEX NUT S/S 304 - A2 | FASTENERS | M&D SPECIALISED FASTENERS (PTY) LTD | 25 | 29 | 54 | 300 | 0 | 0 | 0
24VDC | 24VDV, KL, Plug, 119x119x38mm, Compact fan |  |  | 0 | 0 | 0 | 0 | 0 | 0 | 0
25.4*6-2RTUBE | 25,4*1.6-2mm Round Tube Die Set (Die CLR 93mm) | FM - FABRICATION | Strongman Metal Tools CC | 0 | 0 | 0 | 0 | 0 | 0 | 0
250 WL | Weather Louvre |  |  | 0 | 0 | 0 | 0 | 0 | 0 | 0
250/355 WC | Wall Cowl Galvanized | FM - DONKIN | Attenu-Tec HVAC Parts | 0 | 0 | 0 | 3 | 0 | 0 | 0
25001 | PRA BLANKING PLUG FLP Exd 20mm |  | Pratley (Pty) Ltd | 0 | 0 | 0 | 2 | 0 | 0 | 0
25012CL | 250/12 Clamp - To Suit 38mm and 42mm Bore Hubs | FM - IMPELLER | CFW Fans (Pty) Ltd | 2 | 6 | 10 | 81 | 0 | 0 | 0
25012CL38 | 250/12 Clamp - 38mm |  |  | 0 | 0 | 0 | 0 | 0 | 0 | 0
25012CL42 | 250/12 Clamp - 42mm |  |  | 0 | 0 | 0 | 0 | 0 | 0 | 0
25012H19 | 250/12 Hub - 19mm bore | FM - IMPELLER | CFW Fans (Pty) Ltd | 0 | 0 | 0 | 4 | 0 | 0 | 0
25012H24 | 250/12 Hub - 24mm bore | FM - IMPELLER | CFW Fans (Pty) Ltd | 1 | 1 | 2 | 36 | 0 | 0 | 0
25012H28 | 250/12 Hub - 28mm bore | FM - IMPELLER | CFW Fans (Pty) Ltd | 0 | 0 | 1 | 24 | 0 | 0 | 0
25012H38 | 250/12 Hub - 38mm bore | FM - IMPELLER | CFW Fans (Pty) Ltd | 0 | 0 | 1 | 12 | 0 | 0 | 0
25012H42 | 250/12 Hub - 42mm bore | FM - IMPELLER | CFW Fans (Pty) Ltd | 0 | 0 | 0 | 6 | 0 | 0 | 0
250LS | Louvre Shutter |  |  | 0 | 0 | 0 | 0 | 0 | 0 | 0
250T1200 | 250 Diam Tube Silencer 1200L | FM - DONKIN | Attenu-Tec | 0 | 0 | 0 | 0 | 0 | 0 | 0
250T300 | 250 Diam Tube Silencer 300L | FM - DONKIN |  | 0 | 0 | 0 | 0 | 0 | 0 | 0
250T600 | 250 Diam Tube Silencer 600L | FM - TUBES | Attenu-Tec | 2 | 4 | 8 | 4 | 0 | 0 | 4
2517X25MM. | TAPER LOCK BUSH METRIC 2517 25MM FENNER |  | Bearing Man Group | 1 | 2 | 3 | 5 | 0 | 0 | 0
2517X28MM | TAPER LOCK BUSH METRIC 2517 28MM FENNER |  | Bearing Man Group | 0 | 0 | 0 | 1 | 0 | 0 | 0
2517X35MM | TAPER LOCK BUSH METRIC 2517 35MM FENNER |  | Bearing Man Group | 0 | 0 | 0 | 2 | 0 | 0 | 0
255557 | Stop Start Panel - ABB |  |  | 0 | 0 | 0 | 0 | 0 | 0 | 0
257799 | M10 DIN 934 GRADE 8.8 HEX NUT - Satinless Steel | FASTENERS | M&D SPECIALISED FASTENERS (PTY) LTD | 10 | 12 | 22 | 120 | 0 | 0 | 0
257855 | M16 GR8 HEX NUT Z/BLUE | FASTENERS | M&D SPECIALISED FASTENERS (PTY) LTD | 29 | 37 | 66 | 610 | 0 | 0 | 0
258032 | M5 HT HEX NUT Z/BLUE | FASTENERS | M&D SPECIALISED FASTENERS (PTY) LTD | 6 | 7 | 18 | 200 | 0 | 0 | 0
258205 | M12 HT NYLOCK NUT | FASTENERS | M&D SPECIALISED FASTENERS (PTY) LTD | 2 | 2 | 5 | 40 | 0 | 0 | 0
258306 | M6 HT NYLOCK NUT | FASTENERS | M&D SPECIALISED FASTENERS (PTY) LTD | 8 | 10 | 27 | 300 | 0 | 0 | 0
25CA10 | Manifold Filter 5'' |  |  | 0 | 0 | 0 | 0 | 0 | 0 | 0
25FF10J20 | Filtro - FLANGIA DN100 - CON 2 PRESE DI PRESSIONE 1/4 GAS E TAPPI - Item Code: FF10J20 |  |  | 0 | 0 | 0 | 0 | 0 | 0 | 0
25FL10 | Filter FL10 |  |  | 0 | 0 | 0 | 0 | 0 | 0 | 0
25FL8 | FILTER FL8 |  |  | 0 | 0 | 0 | 0 | 0 | 0 | 0
25FL9 | Filter FL9 |  |  | 0 | 0 | 0 | 0 | 0 | 0 | 0
25FM10. | FLEXIBLE SLEEVE FM 10 |  |  | 0 | 0 | 0 | 0 | 0 | 0 | 0
25FM8 | Flexible Sleeve FM 8 |  |  | 0 | 0 | 0 | 0 | 0 | 0 | 0
25MC 040 | PRESSURE GAUGE 0.600 M BAR |  |  | 0 | 0 | 0 | 0 | 0 | 0 | 0
25MC040 | PRESSURE GAUGE 0-600 M.BAR |  |  | 0 | 0 | 0 | 0 | 0 | 0 | 0
25MC050 | Pressure Gauge 0/+1000 mbar |  |  | 0 | 0 | 0 | 0 | 0 | 0 | 0
25MP8 | Sleeve MP 8 with O-Ring |  |  | 0 | 0 | 0 | 0 | 0 | 0 | 0
25PV10950 | Valve Holder G5 INOX VRL 9 L50 |  |  | 0 | 0 | 0 | 0 | 0 | 0 | 0
25PV8650 | VALVE HOLDER G3'' INOX FOR VRL 6 L50 |  |  | 0 | 0 | 0 | 0 | 0 | 0 | 0
25PV9650 | Valve Holder G4'' INOX FOR VRL 6 L50 |  |  | 0 | 0 | 0 | 0 | 0 | 0 | 0
25SS8 | SILENCER SS 8 3'' |  |  | 0 | 0 | 0 | 0 | 0 | 0 | 0
25SS950 | Silencer SS 9 (4'') GAS L50 |  |  | 0 | 0 | 0 | 0 | 0 | 0 | 0
25TR8 | CONNECTOR FOR FILTERS 3'' |  |  | 0 | 0 | 0 | 0 | 0 | 0 | 0
25TR9 | Connector For Filter 4'' |  |  | 0 | 0 | 0 | 0 | 0 | 0 | 0
25VC10- | NON-RETURN VALVE |  |  | 0 | 0 | 0 | 0 | 0 | 0 | 0
25VC8 | CHECK VALVE VC 8 |  |  | 0 | 0 | 0 | 0 | 0 | 0 | 0
25VC9 | CHECK VALVE VC9 |  |  | 0 | 0 | 0 | 0 | 0 | 0 | 0
25VRL6 G50 | RELIEF VALVE VRL 6 GAS L50 |  |  | 0 | 0 | 0 | 0 | 0 | 0 | 0
25VRL6G50 | RELIEF VALVE VRL9 GAS L50 |  |  | 0 | 0 | 0 | 0 | 0 | 0 | 0
25VRL6HPG50 | Flow Relief Valve VRL6 HP GAS L50 |  |  | 0 | 0 | 0 | 0 | 0 | 0 | 0
25VRL9G50 | RELIEF VALVE VRL9 GAS L50 |  |  | 0 | 0 | 0 | 0 | 0 | 0 | 0
26-29 | 4MM RED RING LUGS | FM - WORKS | Atlantic Lighting & Electrical distributors | 0 | 0 | 0 | 4 | 0 | 0 | 0
26-30 | 5MM RED RING LUGS | FM - WORKS | Atlantic Lighting & Electrical distributors | 0 | 0 | 0 | 4 | 0 | 0 | 0
26016666640A | HBA 112 T6 c/w 7.5Kw 6P 525V |  |  | 0 | 0 | 0 | 0 | 0 | 0 | 0
26025 | DEUMIDO 10 | FM - VORTICE | Vortice Elettrosociali SpA | 0 | 0 | 0 | 7 | 0 | 0 | 0
26027 | DEUMIDO 20 | FM - VORTICE | Vortice Elettrosociali SpA | 0 | 0 | 0 | 4 | 0 | 0 | 0
267215 | M12 HEX NUT ZINC BLUE | FASTENERS | M&D SPECIALISED FASTENERS (PTY) LTD | 17 | 30 | 64 | 704 | 0 | 0 | 0
3 MM PLT | Bending |  | Kart Shop TA Ultimate Laser Cutting | 16 | 27 | 43 | 160 | 0 | 0 | 0
300 X 300 DG | DOOR GRILLE 300/300 NS NA |  |  | 0 | 0 | 0 | 0 | 0 | 0 | 0
300 x 300 filter box | c/w filter, 450 x 450 weather louvre & double deflection grill |  |  | 0 | 0 | 0 | 0 | 0 | 0 | 0
3000x1500x1.9mm | HR Sheet CQ 3000x1500x1.9mm | FM - HR SHEET CQ | NJR STEEL - ALRODE (PTY) LTD | 1 | 1 | 2 | 1 | 0 | 0 | 1
3000x1500x3mm | HR Sheet CQ 3000x1500x3mm | CASING | NJR STEEL - ALRODE (PTY) LTD | 2 | 2 | 4 | 1 | 0 | 0 | 3
3000x1500x4mm | HR Sheet CQ 3000x1500x4mm | FM - FABRICATION | NJR STEEL - ALRODE (PTY) LTD | 2 | 2 | 4 | 2 | 0 | 0 | 2
300220VSD | 320kW 220V VSD |  |  | 0 | 0 | 0 | 0 | 0 | 0 | 0
300WL | Weather Louvre |  |  | 0 | 0 | 0 | 0 | 0 | 0 | 0
30301 | C 10/2 T ATEX II 2G/D h T3/125 X Gb/Db | FM - VORTICE |  | 0 | 0 | 0 | 1 | 0 | 0 | 0
30304 | C 15/2 T ATEX II 2G/D h T3/125 X Gb/Db | FM - VORTICE |  | 0 | 0 | 0 | 1 | 0 | 0 | 0
30305 | C 20/2 T ATEX II 2G/D h T3/125 X Gb/Db | FM - VORTICE |  | 0 | 0 | 0 | 0 | 0 | 0 | 0
30306 | C 25/2 T ATEX II 2G/D h T3/125 X Gb/Db | FM - VORTICE |  | 0 | 0 | 0 | 0 | 0 | 0 | 0
30307 | C 30/2 T ATEX II 2G/D h T3/125 X Gb/Db | FM - VORTICE |  | 0 | 0 | 0 | 1 | 0 | 0 | 0
30308 | C 30/4 T ATEX II 2G/D h T3/125 X Gb/Db | FM - VORTICE |  | 0 | 0 | 0 | 4 | 0 | 0 | 0
30309 | C 31/4 T ATEX II 2G/D h T3/125 X Gb/Db | FM - VORTICE |  | 0 | 0 | 0 | 1 | 0 | 0 | 0
30310 | C 35/4 T ATEX II 2G/D h T3/125 X Gb/Db | FM - VORTICE |  | 0 | 0 | 0 | 1 | 0 | 0 | 0
30311 | C 37/4 T ATEX II 2G/D h T3/125 X Gb/Db | FM - VORTICE |  | 0 | 0 | 0 | 0 | 0 | 0 | 0
30630189P16 | Majax-2 Screen |  |  | 0 | 0 | 0 | 0 | 0 | 0 | 0
315 LS | Louvre Shutter |  |  | 0 | 0 | 0 | 0 | 0 | 0 | 0
315-560AVMS | 315 to 560 NDA RED ANeoprene Floor Mounts | FM - DONKIN | Seal 'N Devices (Pty) Ltd | 15 | 26 | 56 | 684 | 0 | 0 | 0
315CF | 315 Diam Counter Flange | FM - CFLANGE | Attenu-Tec HVAC Parts | 5 | 12 | 22 | 80 | 0 | 0 | 0
315CFUG | 315 Diam Counter Flange Ungalvanised | FM - CFLANGE |  | 12 | 36 | 60 | 64 | 0 | 0 | 0
315FC | 315 Diam Flexible Connection | FM - DONKIN | Attenu-Tec | 0 | 0 | 0 | 12 | 0 | 0 | 0
315HVJ-2S | 315 Diam Vertical Discharge Unit | FM - DONKIN |  | 0 | 0 | 0 | 0 | 0 | 0 | 0
315HVJ-2SB | 315 Diam Vertical Discharge BASE | FM - DONKIN |  | 0 | 0 | 0 | 0 | 0 | 0 | 0
315MBP01 | 1-0350-240-P01 - 315 Motor Bracket |  | Intervent-Universal (Pty) Ltd | 20 | 29 | 49 | 356 | 0 | 0 | 0
315MF | 315 Diam Mounting Feet | FM - MFEET | Air Speration | 4 | 10 | 19 | 0 | 0 | 0 | 19
315MFUG | 315 Diam Mounting Feet Ungalvanised | FM - MFEET |  | 0 | 0 | 0 | 0 | 0 | 0 | 0
315PLT400-2MM | 315 Casing Sheet - 995 x 315 - 2mm | CASING | NJR STEEL - ALRODE (PTY) LTD | 2 | 4 | 9 | 10 | 0 | 0 | 0
315S1.0D | 315 Diam Silencer 1.0D | FM - DONKIN |  | 0 | 0 | 0 | 0 | 0 | 0 | 0
315S1.0DP | 315 Diam Silencer 1.0D Podded | FM - DONKIN | Attenu-Tec | 0 | 0 | 0 | 1 | 0 | 0 | 0
315S1.5D | 315 Diam Silencer 1.5D | FM - DONKIN |  | 0 | 0 | 0 | 0 | 0 | 0 | 0
315S1.5DP | 315 Diam Silencer 1.5D Podded | FM - SILENCER | Attenu-Tec | 2 | 5 | 9 | 3 | 0 | 0 | 6
315S1.5DP600L | 315 Diam Silencer 1.5D Podded 600L | FM - SILENCER |  | 0 | 0 | 0 | 1 | 0 | 0 | 0
315S2.0D | 315 Diam Silencer 2.0D | FM - DONKIN |  | 0 | 0 | 0 | 0 | 0 | 0 | 0
315S2.0DP | 315 Diam Silencer 2.0D Podded | FM - DONKIN | Attenu-Tec | 1 | 2 | 3 | 6 | 0 | 0 | 0
315SC | 315mm Dia HDG Screen |  |  | 0 | 0 | 0 | 0 | 0 | 0 | 0
315SM1.0D | 315 Diam Melinex Silencer 1.0D | FM - DONKIN |  | 0 | 0 | 0 | 0 | 0 | 0 | 0
315SM1.0DP | 315 Diam Melinex Silencer 1.0D Podded | FM - DONKIN |  | 0 | 0 | 0 | 0 | 0 | 0 | 0
315SM1.5D | 315 Diam Melinex Silencer 1.5D | FM - DONKIN |  | 0 | 0 | 0 | 0 | 0 | 0 | 0
315SM1.5DP | 315 Diam Melinex Silencer 1.5D Podded | FM - DONKIN | Attenu-Tec | 0 | 0 | 0 | 0 | 0 | 0 | 0
315SM2.0D | 315 Diam Melinex Silencer 2.0D | FM - DONKIN |  | 0 | 0 | 0 | 0 | 0 | 0 | 0
315SM2.0DP | 315 Diam Melinex Silencer 2.0D Podded | FM - DONKIN |  | 0 | 0 | 0 | 0 | 0 | 0 | 0
315T300 | 315 Diam Tube Silencer 300L | FM - DONKIN | Attenu-Tec | 0 | 0 | 0 | 0 | 0 | 0 | 0
315T600 | 315 Diam Tube Silencer 600L | FM - TUBES | Attenu-Tec | 2 | 4 | 8 | 0 | 0 | 0 | 8
315T900 | 315 Diam Tube Silencer 900L | FM - DONKIN | Attenu-Tec | 0 | 0 | 0 | 0 | 0 | 0 | 0
32*2-RTUBE | 32*2 mm Round Tube Die Set (Die CLR 125mm) | FM - FABRICATION | Strongman Metal Tools CC | 1 | 1 | 2 | 0 | 0 | 0 | 2
320 x 280 x 80 | 220V KL Plug - 250HL0601 |  |  | 0 | 0 | 0 | 0 | 0 | 0 | 0
323PM | 3kW 2P 380V Pad Mount Motor | FM - MOTORS | ACTOM | 1 | 2 | 3 | 13 | 0 | 0 | 0
33353 | C30/4T | FM - VORTICE | Vortice | 0 | 0 | 0 | 1 | 0 | 0 | 0
33355 | C31/4T | FM - VORTICE | Vortice | 0 | 0 | 0 | 1 | 0 | 0 | 0
343FM | 3kW 4P 380V Foot Mount Motor | FM - MOTORS | ACTOM | 3 | 6 | 9 | 6 | 0 | 0 | 3
343PM | 3kW 4P 380V Pad Mount Motor | FM - MOTORS | ACTOM | 1 | 2 | 3 | 47 | 0 | 0 | 0
350 LV | Louvre Shutter |  |  | 0 | 0 | 0 | 0 | 0 | 0 | 0
350 x 350 filter box | c/w filter, 450 x 450 weather louvre & double deflection grill |  |  | 0 | 0 | 0 | 0 | 0 | 0 | 0
355CF | 355 Diam Counter Flange | FM - DONKIN |  | 0 | 0 | 0 | 0 | 0 | 0 | 0
355FC | 355 Diam Flexible Connection | FM - DONKIN |  | 0 | 0 | 0 | 0 | 0 | 0 | 0
355HVJ-2S | 355 Diam Vertical Discharge Unit | FM - DONKIN |  | 0 | 0 | 0 | 0 | 0 | 0 | 0
355HVJ-2SB | 355 Diam Vertical Discharge BASE | FM - DONKIN |  | 0 | 0 | 0 | 0 | 0 | 0 | 0
355MF | 355 Diam Mounting Feet | FM - DONKIN | Attenu-Tec HVAC Parts | 0 | 0 | 0 | 4 | 0 | 0 | 0
355S1.0D | 355 Diam Silencer 1.0D | FM - DONKIN |  | 0 | 0 | 0 | 0 | 0 | 0 | 0
355S1.0DP | 355 Diam Silencer 1.0D Podded | FM - DONKIN |  | 0 | 0 | 0 | 0 | 0 | 0 | 0
355S1.5D | 355 Diam Silencer 1.5D | FM - DONKIN |  | 0 | 0 | 0 | 0 | 0 | 0 | 0
355S1.5DP | 355 Diam Silencer 1.5D Podded | FM - DONKIN |  | 0 | 0 | 0 | 0 | 0 | 0 | 0
355S2.0D | 355 Diam Silencer 2.0D | FM - DONKIN |  | 0 | 0 | 0 | 0 | 0 | 0 | 0
355S2.0DP | 355 Diam Silencer 2.0D Podded | FM - DONKIN |  | 0 | 0 | 0 | 0 | 0 | 0 | 0
355SM1.0D | 355 Diam Melinex Silencer 1.0D | FM - DONKIN |  | 0 | 0 | 0 | 0 | 0 | 0 | 0
355SM1.0DP | 355 Diam Melinex Silencer 1.0D Podded | FM - DONKIN |  | 0 | 0 | 0 | 0 | 0 | 0 | 0
355SM1.5D | 355 Diam Melinex Silencer 1.5D | FM - DONKIN |  | 0 | 0 | 0 | 0 | 0 | 0 | 0
355SM1.5DP | 355 Diam Melinex Silencer 1.5D Podded | FM - DONKIN |  | 0 | 0 | 0 | 0 | 0 | 0 | 0
355SM2.0D | 355 Diam Melinex Silencer 2.0D | FM - DONKIN |  | 0 | 0 | 0 | 0 | 0 | 0 | 0
355SM2.0DP | 355 Diam Melinex Silencer 2.0D Podded | FM - DONKIN |  | 0 | 0 | 0 | 0 | 0 | 0 | 0
355T600. | 355 Diam Tube Silencer 600L | FM - TUBES | Attenu-Tec | 0 | 1 | 2 | 0 | 0 | 0 | 2
363PM | 3kW 6P 380V Pad Mount Motor |  |  | 0 | 0 | 0 | 0 | 0 | 0 | 0
380W, 230V, 800m3/hr, 75lt | Evaporative Air Cooler: 3 Speed |  |  | 0 | 0 | 0 | 0 | 0 | 0 | 0
3kW VSD | 3kW Variable Speed Controller | VSD | AM SYSTEMS INTEGRATIONS (PTY) LTD | 3 | 6 | 9 | 0 | 0 | 0 | 9
3kW VSD ENC. | 3kW Variable Speed Enclosure | VSD | AM SYSTEMS INTEGRATIONS (PTY) LTD | 5 | 10 | 15 | 0 | 0 | 0 | 15
3mm gal plt - Program 1 | program 1 |  |  | 0 | 0 | 0 | 4 | 0 | 0 | 0
3mm galv plt | Mounting feet |  | Kart Shop TA Ultimate Laser Cutting | 1 | 1 | 2 | 5 | 0 | 0 | 0
3mm galv plt - Bracket | Bracket |  |  | 0 | 0 | 0 | 2 | 0 | 0 | 0
3mm plt - program 2 | Program 2 |  |  | 0 | 0 | 0 | 4 | 0 | 0 | 0
4 kW 2P 112M | 3Ph 380-400-415 Standard Efficiency IC418 - TEAO - B30L(D) | FM - MOTORS | WEG South Africa | 0 | 0 | 0 | 1 | 0 | 0 | 0
4.03 | Ablution ventilation |  |  | 0 | 0 | 0 | 0 | 0 | 0 | 0
400053 | 25A TIP HOLDER M6 | CONSUMABLES | INTROWELD CC | 10 | 12 | 22 | 30 | 0 | 0 | 0
400080 | TB 250 SHROUD | CONSUMABLES | INTROWELD CC | 10 | 12 | 22 | 30 | 0 | 0 | 0
400184 | LINER 1.00MM AND 1.2MM 4 METRE | CONSUMABLES | INTROWELD CC | 2 | 2 | 4 | 6 | 0 | 0 | 0
400220VSD | 420kW 220V VSD |  |  | 0 | 0 | 0 | 0 | 0 | 0 | 0
400238 | CONTACT TIP BNZ STYLE M6 1.0MM | CONSUMABLES | INTROWELD CC | 10 | 12 | 22 | 30 | 0 | 0 | 0
400BS | Bird Screen |  |  | 0 | 0 | 0 | 0 | 0 | 0 | 0
400C400 | 400 Casing x 400mm Long - DO NOT DRILL MOTOR AND BRACKET HOLES | FM - CFW FANS | CFW Fans (Pty) Ltd | 0 | 0 | 0 | 12 | 0 | 0 | 0
400CF | 400 Diam Counter Flange | FM - CFLANGE | Attenu-Tec HVAC Parts | 3 | 6 | 12 | 56 | 0 | 0 | 0
400CFUG | 400 Diam Counter Flange Ungalvanised | FM - CFLANGE |  | 4 | 12 | 20 | 84 | 0 | 0 | 0
400FC | 400 Diam Flexible Connection | FM - DONKIN | Attenu-Tec | 0 | 0 | 0 | 16 | 0 | 0 | 0
400HVJ-2S | 400 Diam Vertical Discharge Unit | FM - DONKIN | Attenu-Tec HVAC Parts | 0 | 0 | 0 | 0 | 0 | 0 | 0
400HVJ-2SB | 400 Diam Vertical Discharge BASE | FM - DONKIN |  | 0 | 0 | 0 | 0 | 0 | 0 | 0
400MBP02 | 1-0350-240 P02 - 400 Motor Bracket |  | Intervent-Universal (Pty) Ltd | 17 | 23 | 40 | 304 | 0 | 0 | 0
400MF | 400 Diam Mounting Feet | FM - MFEET | Air Speration | 6 | 13 | 25 | 0 | 0 | 0 | 25
400MFUG | 400 Diam Mounting Feet Ungalvanised | FM - MFEET |  | 0 | 0 | 0 | 0 | 0 | 0 | 0
400PLT400-2MM | 400 Casing Sheet - 1262 x 400 - 2mm | CASING | NJR STEEL - ALRODE (PTY) LTD | 2 | 4 | 9 | 10 | 0 | 0 | 0
400S1.0D | 400 Diam Silencer 1.0D | FM - DONKIN |  | 0 | 0 | 0 | 0 | 0 | 0 | 0
400S1.0DP | 400 Diam Silencer 1.0D Podded | FM - DONKIN | Attenu-Tec | 0 | 0 | 0 | 0 | 0 | 0 | 0
400S1.5D | 400 Diam Silencer 1.5D | FM - DONKIN | Attenu-Tec | 0 | 0 | 0 | 0 | 0 | 0 | 0
400S1.5DP | 400 Diam Silencer 1.5D Podded | FM - SILENCER | Attenu-Tec | 3 | 7 | 13 | 0 | 0 | 0 | 13
400S2.0D | 400 Diam Silencer 2.0D | FM - DONKIN |  | 0 | 0 | 0 | 0 | 0 | 0 | 0
400S2.0DP | 400 Diam Silencer 2.0D Podded | FM - SILENCER | Attenu-Tec | 1 | 2 | 4 | 5 | 0 | 0 | 0
400SC | 400 Diam Side Screen | FM - DONKIN | Air Speration | 2 | 3 | 5 | 4 | 0 | 0 | 0
400SM1.0D | 400 Diam Melinex Silencer 1.0D | FM - DONKIN |  | 0 | 0 | 0 | 0 | 0 | 0 | 0
400SM1.0DP | 400 Diam Melinex Silencer 1.0D Podded | FM - DONKIN |  | 0 | 0 | 0 | 0 | 0 | 0 | 0
400SM1.5D | 400 Diam Melinex Silencer 1.5D | FM - DONKIN |  | 0 | 0 | 0 | 0 | 0 | 0 | 0
400SM1.5DP | 400 Diam Melinex Silencer 1.5D Podded | FM - DONKIN | Attenu-Tec | 0 | 0 | 0 | 2 | 0 | 0 | 0
400SM2.0D | 400 Diam Melinex Silencer 2.0D | FM - DONKIN |  | 0 | 0 | 0 | 0 | 0 | 0 | 0
400SM2.0DP | 400 Diam Melinex Silencer 2.0D Podded | FM - DONKIN |  | 0 | 0 | 0 | 0 | 0 | 0 | 0
400WL | Weather Louvre |  |  | 0 | 0 | 0 | 0 | 0 | 0 | 0
400X400WL | Weather Louvre NS |  |  | 0 | 0 | 0 | 0 | 0 | 0 | 0
40301 | E 254 M ATEX II 2G/D h T3/125 X Gb/Db | FM - VORTICE | Vortice | 0 | 0 | 0 | 0 | 0 | 0 | 0
40302 | E 304 M ATEX II 2G/D h T3/125 X Gb/Db | FM - VORTICE | Vortice | 0 | 0 | 0 | 0 | 0 | 0 | 0
40304 | E 354 M ATEX II 2G/D h T3/125 X Gb/Db | FM - VORTICE | Vortice | 0 | 0 | 0 | 0 | 0 | 0 | 0
40306 | E 404 M ATEX II 2G/D h T3/125 X Gb/Db | FM - VORTICE | Vortice | 0 | 0 | 0 | 2 | 0 | 0 | 0
40308 | E 454 M ATEX II 2G/D h T3/125 X Gb/Db | FM - VORTICE | Vortice | 0 | 0 | 0 | 1 | 0 | 0 | 0
40309 | E 254 T ATEX II 2G/D h T3/125 X Gb/Db | FM - VORTICE | Vortice | 0 | 0 | 0 | 1 | 0 | 0 | 0
40310 | E 304 T ATEX II 2G/D h T3/125 X Gb/Db | FM - VORTICE | Vortice | 0 | 0 | 0 | 3 | 0 | 0 | 0
40313 | E 354 T ATEX II 2G/D h T3/125 X Gb/Db | FM - VORTICE | Vortice | 0 | 0 | 0 | 1 | 0 | 0 | 0
40314 | E404 T ATEX | FM - VORTICE | Vortice | 0 | 0 | 0 | 1 | 0 | 0 | 0
40315 | E 454 T ATEX II 2G/D h T3/125 X Gb/Db | FM - VORTICE | Vortice | 0 | 0 | 0 | 0 | 0 | 0 | 0
40316 | E 504 T ATEX II 2G/D h T3/125 X Gb/Db | FM - VORTICE | Vortice | 0 | 0 | 0 | 7 | 0 | 0 | 0
40317 | E 604 T ATEX II 2G/D h T3/125 X Gb/Db | FM - VORTICE | Vortice | 0 | 0 | 0 | 0 | 0 | 0 | 0
4032+0037 | SPARE MOTOR SIZE 90 - 2.2kW 2 POLI - 230V-50Hz SINGLE-PHASE -CL.F TROP. IP55 + PTO |  |  | 0 | 0 | 0 | 0 | 0 | 0 | 0
40322 | E 354 M ATEX II 2G/D h T3/125 X Gb/Db | FM - VORTICE | Vortice | 0 | 0 | 0 | 1 | 0 | 0 | 0
40324 | E 454 M ATEX II 2G/D h T3/125 X Gb/Db | FM - VORTICE | Vortice | 0 | 0 | 0 | 1 | 0 | 0 | 0
40329 | E 454 T ATEX II 2G/D h T3/125 X Gb/Db | FM - VORTICE | Vortice | 0 | 0 | 0 | 2 | 0 | 0 | 0
42116 | BD 12/12 T6 1.1KW 251520160 | FM - VORTICE | Vortice | 0 | 1 | 1 | 8 | 0 | 0 | 0
42227 | A-E 304 T | FM - VORTICE | Vortice | 0 | 0 | 0 | 1 | 0 | 0 | 0
42259 | A-E 354 T | FM - VORTICE | Vortice | 0 | 0 | 0 | 1 | 0 | 0 | 0
423PM | 4kW 2P 380V Pad Mount Motor | FM - MOTORS | ACTOM | 2 | 4 | 6 | 24 | 0 | 0 | 0
44.13.0010 | Round Terminal Block | FM - MOTORS | ACTOM | 2 | 4 | 6 | 100 | 0 | 0 | 0
443FM | 4KW 4 D112 ALU Foot 400V IE1 SN: | FM - MOTORS | ACTOM | 0 | 0 | 0 | 2 | 0 | 0 | 0
443PM | 4kW 4P 380V Pad Mount Motor | FM - MOTORS | ACTOM | 3 | 7 | 10 | 40 | 0 | 1 | 0
450CF | 450 Diam Counter Flange | FM - DONKIN |  | 0 | 0 | 0 | 0 | 0 | 0 | 0
450FC | 450 Diam Flexible Connection | FM - DONKIN |  | 0 | 0 | 0 | 0 | 0 | 0 | 0
450HVJ-2S | 450 Diam Vertical Discharge Unit | FM - DONKIN |  | 0 | 0 | 0 | 0 | 0 | 0 | 0
450HVJ-2SB | 450 Diam Vertical Discharge BASE | FM - DONKIN |  | 0 | 0 | 0 | 0 | 0 | 0 | 0
450MF | 450 Diam Mounting Feet | FM - DONKIN |  | 0 | 0 | 0 | 0 | 0 | 0 | 0
450S1.0D | 450 Diam Silencer 1.0D | FM - DONKIN |  | 0 | 0 | 0 | 0 | 0 | 0 | 0
450S1.0DP | 450 Diam Silencer 1.0D Podded | FM - DONKIN |  | 0 | 0 | 0 | 0 | 0 | 0 | 0
450S1.5D | 450 Diam Silencer 1.5D | FM - DONKIN |  | 0 | 0 | 0 | 0 | 0 | 0 | 0
450S1.5DP | 450 Diam Silencer 1.5D Podded | FM - DONKIN |  | 0 | 0 | 0 | 0 | 0 | 0 | 0
450S2.0D | 450 Diam Silencer 2.0D | FM - DONKIN |  | 0 | 0 | 0 | 0 | 0 | 0 | 0
450S2.0DP | 450 Diam Silencer 2.0D Podded | FM - DONKIN |  | 0 | 0 | 0 | 0 | 0 | 0 | 0
450SM1.0D | 450 Diam Melinex Silencer 1.0D | FM - DONKIN |  | 0 | 0 | 0 | 0 | 0 | 0 | 0
450SM1.0DP | 450 Diam Melinex Silencer 1.0D Podded | FM - DONKIN |  | 0 | 0 | 0 | 0 | 0 | 0 | 0
450SM1.5D | 450 Diam Melinex Silencer 1.5D | FM - DONKIN |  | 0 | 0 | 0 | 0 | 0 | 0 | 0
450SM1.5DP | 450 Diam Melinex Silencer 1.5D Podded | FM - DONKIN |  | 0 | 0 | 0 | 0 | 0 | 0 | 0
450SM2.0D | 450 Diam Melinex Silencer 2.0D | FM - DONKIN |  | 0 | 0 | 0 | 0 | 0 | 0 | 0
450SM2.0DP | 450 Diam Melinex Silencer 2.0D Podded | FM - DONKIN |  | 0 | 0 | 0 | 0 | 0 | 0 | 0
46000 | PRA GLAND FLP Exde BRASS CPR N0S M20 |  | Pratley (Pty) Ltd | 0 | 0 | 0 | 8 | 0 | 0 | 0
460CF | 460 Diam Counter Flanges | Accessories | GALVAGLOW (PTY) LTD | 2 | 2 | 4 | 2 | 0 | 0 | 2
460MF | 460 Diam Mounting Feet | Accessories | GALVAGLOW (PTY) LTD | 4 | 4 | 8 | 4 | 0 | 0 | 4
463PM | 4kW 6P 380V Pad Mount Motor |  |  | 0 | 0 | 0 | 0 | 0 | 0 | 0
480CF | Counter Flanges |  |  | 0 | 0 | 0 | 0 | 0 | 0 | 0
480MF | Mounting Feet |  |  | 0 | 0 | 0 | 0 | 0 | 0 | 0
49111090 | CATALOGO | FM - SODECA | SODECA | 0 | 0 | 0 | 1 | 0 | 0 | 0
4kW VSD | 4kW Variable Speed Controller | VSD | AM SYSTEMS INTEGRATIONS (PTY) LTD | 1 | 2 | 3 | 0 | 0 | 0 | 3
4kW VSD ENC. | 4kW Variable Speed Enclosure | VSD | AM SYSTEMS INTEGRATIONS (PTY) LTD | 1 | 2 | 3 | 0 | 0 | 0 | 3
4mm Grub Screw | 4mm Grub Screw | FASTENERS | M&D SPECIALISED FASTENERS (PTY) LTD | 1 | 1 | 2 | 10 | 0 | 0 | 0
4mm plt | 1000 Flanges Special request |  | Kart Shop TA Ultimate Laser Cutting | 0 | 0 | 0 | 3 | 0 | 0 | 0
5.523FM | 5.5KW 2P 400V FOOT MOUNT MOTOR | FM - MOTORS | WEG South Africa | 0 | 0 | 0 | 3 | 0 | 0 | 0
5.523PM | 5.5 kW 2P 380V Pad Mount Motor | FM - MOTORS | ACTOM | 0 | 0 | 0 | 5 | 0 | 0 | 0
5.543PM | 5.5kW 4P 380V Pad Mount Motor | FM - MOTORS | ACTOM | 1 | 2 | 3 | 13 | 0 | 0 | 0
5.563PM | 5.5kW 6P 380V Pad Mount Motor |  |  | 0 | 0 | 0 | 0 | 0 | 0 | 0
5.5kW VSD | 5.5kW Variable Speed Controller | VSD | AM SYSTEMS INTEGRATIONS (PTY) LTD | 1 | 2 | 3 | 0 | 0 | 0 | 3
5.5kW VSD ENC. | 5kW Variable Speed Enclosure | VSD | AM SYSTEMS INTEGRATIONS (PTY) LTD | 2 | 4 | 6 | 0 | 0 | 0 | 6
50 duct | 500mm 5meter |  |  | 0 | 0 | 0 | 0 | 0 | 0 | 0
500 SC | 500 Diam Side Screen (HOT DEEP GALV) |  | Heinmor Wire Products CC | 1 | 1 | 2 | 8 | 0 | 0 | 0
500/560WC | 500/560 Wall Cowl |  |  | 0 | 0 | 0 | 0 | 0 | 0 | 0
500220VSD | 520kW 220V VSD |  |  | 0 | 0 | 0 | 0 | 0 | 0 | 0
500BS | Bird Screen |  |  | 0 | 0 | 0 | 0 | 0 | 0 | 0
500C400 | 500 Casing x 400mm Long - DO NOT DRILL MOTOR AND BRACKET HOLES | FM - CFW FANS | CFW Fans (Pty) Ltd | 0 | 0 | 0 | 12 | 0 | 0 | 0
500CF | 500 Diam Counter Flange | FM - CFLANGE | Attenu-Tec | 4 | 10 | 18 | 25 | 0 | 0 | 0
500CFUG | 500 Diam Counter Flange Ungalvanised | FM - CFLANGE | ULTIMATENG (PTY) LTD | 3 | 5 | 12 | 20 | 0 | 0 | 0
500FC | 500 Diam Flexible Connection | FM - DONKIN | Air Speration | 0 | 0 | 0 | 16 | 0 | 0 | 0
500HVJ-2S | 500 Diam Vertical Discharge Unit | FM - DONKIN | Attenu-Tec HVAC Parts | 0 | 0 | 0 | 0 | 0 | 0 | 0
500HVJ-2SB | 500 Diam Vertical Discharge BASE | FM - DONKIN |  | 0 | 0 | 0 | 0 | 0 | 0 | 0
500IM | Spare Impeller | FM - DONKIN | Centrifab (Pty) Ltd | 0 | 1 | 2 | 3 | 0 | 0 | 0
500IM & 0.55kW 6 Pole 380V | Impeller & Motor Assembly |  |  | 0 | 0 | 0 | 0 | 0 | 0 | 0
500MBP03 | 1-0350-240 P03 - 500 Motor Bracket |  | Intervent-Universal (Pty) Ltd | 14 | 19 | 33 | 232 | 0 | 0 | 0
500MF | 500 Diam Mounting Feet | FM - MFEET | Air Speration | 3 | 7 | 14 | 0 | 0 | 0 | 14
500MFUG | 500 Diam Mounting Feet Ungalvanised | FM - MFEET | ULTIMATENG (PTY) LTD | 3 | 4 | 10 | 18 | 0 | 0 | 0
500PLT400-2MM | 500 Casing Sheet - 1579 x 400 - 2mm | CASING | NJR STEEL - ALRODE (PTY) LTD | 3 | 4 | 10 | 6 | 0 | 0 | 0
500PLT400-3MM | 500 Casing Sheet - 1579 x 400 - 3mm | CASING | NJR STEEL - ALRODE (PTY) LTD | 2 | 3 | 6 | 6 | 0 | 0 | 0
500PLT500-3MM | 500 Casing Sheet - 1579 x 500 - 3mm | CASING | NJR STEEL - ALRODE (PTY) LTD | 0 | 0 | 1 | 0 | 0 | 0 | 1
500S1.0D | 500 Diam Silencer 1.0D | FM - DONKIN |  | 0 | 0 | 0 | 0 | 0 | 0 | 0
500S1.0DP | 500 Diam Silencer 1.0D Podded | FM - DONKIN | Attenu-Tec | 0 | 0 | 0 | 0 | 0 | 0 | 0
500S1.5D | 500 Diam Silencer 1.5D | FM - DONKIN |  | 0 | 0 | 0 | 0 | 0 | 0 | 0
500S1.5DP | 500 Diam Silencer 1.5D Podded | FM - SILENCER | Attenu-Tec | 1 | 3 | 6 | 2 | 0 | 0 | 4
500S2.0D | 500 Diam Silencer 2.0D | FM - DONKIN |  | 0 | 0 | 0 | 0 | 0 | 0 | 0
500S2.0DP | 500 Diam Silencer 2.0D Podded | FM - SILENCER | Attenu-Tec | 1 | 4 | 6 | 5 | 0 | 0 | 0
500SC- | Screen |  | Heinmor Wire Products CC | 0 | 0 | 0 | 0 | 0 | 0 | 0
500SM1.0D | 500 Diam Melinex Silencer 1.0D | FM - DONKIN |  | 0 | 0 | 0 | 0 | 0 | 0 | 0
500SM1.0DP | 500 Diam Melinex Silencer 1.0D Podded | FM - DONKIN |  | 0 | 0 | 0 | 0 | 0 | 0 | 0
500SM1.5D | 500 Diam Melinex Silencer 1.5D | FM - DONKIN |  | 0 | 0 | 0 | 0 | 0 | 0 | 0
500SM1.5DP | 500 Diam Melinex Silencer 1.5D Podded | FM - DONKIN | Attenu-Tec | 0 | 0 | 0 | 0 | 0 | 0 | 0
500SM2.0D | 500 Diam Melinex Silencer 2.0D | FM - DONKIN |  | 0 | 0 | 0 | 0 | 0 | 0 | 0
500SM2.0DP | 500 Diam Melinex Silencer 2.0D Podded | FM - DONKIN | Attenu-Tec | 0 | 0 | 0 | 2 | 0 | 0 | 0
500mm Zinc - | Zinc Filter Clips |  |  | 0 | 0 | 0 | 48 | 0 | 0 | 0
500mm Zinz - | Zinc Filter Clips |  |  | 0 | 0 | 0 | 0 | 0 | 0 | 0
502203527 | MBP 35 2T c/w 2.2Kw 2880rpm 380V Motor |  |  | 0 | 0 | 0 | 0 | 0 | 0 | 0
51070 | PRA REDUCER FLP Ex d/e 32M-25F |  | Pratley (Pty) Ltd | 1 | 1 | 2 | 4 | 0 | 0 | 0
535CFUG | 535 Diam Counter Flange Ungalvanised | FM - CFLANGE |  | 0 | 0 | 0 | 4 | 0 | 0 | 0
549CFUG - B | 549 Diam Counter Flange Ungalvanised - Buffalo | FM - DONKIN |  | 0 | 0 | 0 | 20 | 0 | 0 | 0
560 20.D.8 | Spare Impeller | Accessories | Luft Industries Natal (Pty) Ltd | 0 | 0 | 0 | 1 | 0 | 0 | 0
560 FB | Filter Box |  |  | 0 | 0 | 0 | 0 | 0 | 0 | 0
560/150/10 SI | Spare Impeller (560mm 'B' 150A10AR 19mm 080Frame Deg 21 DEG - FM3181) | Accessories | Luft Industries Natal (Pty) Ltd | 0 | 0 | 0 | 1 | 0 | 0 | 0
560CF | 560 Diam Counter Flange | FM - CFLANGE | Air Speration | 6 | 13 | 25 | 9 | 0 | 0 | 16
560CFUG | 560 Diam Counter Flange Ungalvanised | FM - CFLANGE | ULTIMATENG (PTY) LTD | 3 | 4 | 10 | 18 | 0 | 0 | 0
560DC | Discharge Cowl |  |  | 0 | 0 | 0 | 0 | 0 | 0 | 0
560FC | 560 Diam Flexible Connection | FM - DONKIN | Attenu-Tec HVAC Parts | 1 | 2 | 3 | 0 | 0 | 0 | 3
560HVJ-2S | 560 Diam Vertical Discharge Unit | FM - DONKIN | Attenu-Tec HVAC Parts | 1 | 2 | 3 | 7 | 0 | 0 | 0
560HVJ-2SB | 560 Diam Vertical Discharge BASE | FM - DONKIN |  | 0 | 0 | 0 | 0 | 0 | 0 | 0
560IMP | Impeller 560/250/14 Aluminum - 20 deg pitch, Form B, 24mm Bore | Accessories | Luft Industries Natal (Pty) Ltd | 0 | 0 | 0 | 2 | 0 | 0 | 0
560LS | Louvre Shutter |  |  | 0 | 0 | 0 | 0 | 0 | 0 | 0
560MBP04 | 1-0350-240 P04 - 560 Motor Bracket |  | Intervent-Universal (Pty) Ltd | 16 | 22 | 38 | 244 | 0 | 0 | 0
560MF | 560 Diam Mounting Feet | FM - MFEET | Air Speration | 8 | 16 | 32 | 0 | 0 | 0 | 32
560MFUG | 560 Diam Mounting Feet Ungalvanised | FM - MFEET |  | 0 | 0 | 0 | 0 | 0 | 0 | 0
560PLT400-2MM | 560 Casing Sheet - 1767 x 400 - 2mm | CASING | NJR STEEL - ALRODE (PTY) LTD | 3 | 4 | 10 | 6 | 0 | 0 | 0
560PLT400-3MM | 560 Casing Sheet - 1767 x 400 - 3mm | CASING | NJR STEEL - ALRODE (PTY) LTD | 2 | 4 | 8 | 7 | 0 | 0 | 0
560PLT500-3MM | 560 Casing Sheet - 1767 x 500 - 3mm | CASING |  | 0 | 0 | 0 | 0 | 0 | 0 | 0
560S1.0D | 560 Diam Silencer 1.0D | FM - DONKIN |  | 0 | 0 | 0 | 0 | 0 | 0 | 0
560S1.0DP | 560 Diam Silencer 1.0D Podded | FM - DONKIN |  | 0 | 0 | 0 | 0 | 0 | 0 | 0
560S1.5D | 560 Diam Silencer 1.5D | FM - DONKIN | Attenu-Tec | 0 | 0 | 0 | 2 | 0 | 0 | 0
560S1.5DP | 560 Diam Silencer 1.5D Podded | FM - SILENCER | Attenu-Tec | 2 | 5 | 9 | 0 | 0 | 0 | 9
560S2.0D | 560 Diam Silencer 2.0D | FM - DONKIN |  | 0 | 0 | 0 | 0 | 0 | 0 | 0
560S2.0DP | 560 Diam Silencer 2.0D Podded | FM - DONKIN | Attenu-Tec | 1 | 2 | 3 | 2 | 0 | 0 | 1
560SC | Screen | FM - DONKIN | Air Speration | 1 | 1 | 2 | 15 | 0 | 0 | 0
560SM1.0D | 560 Diam Melinex Silencer 1.0D | FM - DONKIN |  | 0 | 0 | 0 | 0 | 0 | 0 | 0
560SM1.0DP | 560 Diam Melinex Silencer 1.0D Podded | FM - DONKIN | Attenu-Tec | 0 | 0 | 0 | 0 | 0 | 0 | 0
560SM1.5D | 560 Diam Melinex Silencer 1.5D | FM - DONKIN |  | 0 | 0 | 0 | 0 | 0 | 0 | 0
560SM1.5DP | 560 Diam Melinex Silencer 1.5D Podded | FM - DONKIN | Attenu-Tec | 0 | 0 | 0 | 6 | 0 | 0 | 0
560SM2.0D | 560 Diam Melinex Silencer 2.0D | FM - DONKIN |  | 0 | 0 | 0 | 0 | 0 | 0 | 0
560SM2.0DP | 560 Diam Silencer Melinex 2.0D Podded | FM - SILENCER | Attenu-Tec | 0 | 1 | 2 | 4 | 0 | 0 | 0
560WC | Wall Cowl & Screen |  |  | 0 | 0 | 0 | 0 | 0 | 0 | 0
600 X 600 | Sand Trap Air Louver |  |  | 0 | 0 | 0 | 0 | 0 | 0 | 0
600/150 | 150NB T600 RINGS CUT IN ORDER TO MACHINE FLANGES |  | Malcolm Arnot CC ( Linkflex) | 3 | 3 | 6 | 6 | 0 | 0 | 0
600WC | Wall Cowl & Screen |  |  | 0 | 0 | 0 | 0 | 0 | 0 | 0
600WL | Weather Louvre |  |  | 0 | 0 | 0 | 0 | 0 | 0 | 0
6038M104 | AT18/18 AR 035 PHASE | FM - NICOTRA | Nicotra | 0 | 0 | 0 | 4 | 0 | 0 | 0
610303 | DD 7-7 - 610303 - 62W 6P 230V-1Ph | FM - NICOTRA | Nicotra | 0 | 0 | 0 | 0 | 0 | 0 | 0
610318 | DD 12/9 - 610318 - 1100W 6P 400V - 3Ph | FM - NICOTRA | Nicotra | 0 | 0 | 0 | 0 | 0 | 0 | 0
610633 | DD 7/7 - 610633 - 147W 4P 230V-1Ph | FM - NICOTRA | Nicotra | 0 | 0 | 0 | 3 | 0 | 0 | 0
630 | 630mm Fan Guard |  |  | 0 | 0 | 0 | 0 | 0 | 0 | 0
630 IC | Inlet Cone c/w Screen |  |  | 0 | 0 | 0 | 0 | 0 | 0 | 0
630 Screen | Majax-2 Screen | FM - DONKIN | Centrifab (Pty) Ltd | 0 | 0 | 0 | 0 | 0 | 0 | 0
630-1000AVMS | 630 to 1000 NDB GREEN Neoprene Floor Mounts | FM - DONKIN | Seal 'N Devices (Pty) Ltd | 14 | 25 | 53 | 564 | 0 | 0 | 0
630.20.D.4 | Spare Impeller | FM - DONKIN | Centrifab (Pty) Ltd | 0 | 0 | 0 | 1 | 0 | 0 | 0
630/150/10 SI | Spare Impeller (0630mm 'B' 150A10AR 24mm 090Frame Deg 35 DEG - FM3180) | Accessories | Luft Industries Natal (Pty) Ltd | 0 | 0 | 0 | 1 | 0 | 0 | 0
630/150/5 SI | Spare Impeller | FM - DONKIN | Centrifab (Pty) Ltd | 0 | 0 | 0 | 4 | 0 | 0 | 0
630/150/6 SI | Spare Impeller |  |  | 0 | 0 | 0 | 0 | 0 | 0 | 0
630/250/7SI | Spare Impeller | Accessories | Luft Industries Natal (Pty) Ltd | 0 | 0 | 0 | 0 | 0 | 0 | 0
630/3/6 | UV 630/3/6 c/w 1.5 kW 6 Pole 380V | FM - DONKIN | Air Speration | 0 | 0 | 0 | 1 | 0 | 0 | 0
630CF | 630 Diam Counter Flange | FM - CFLANGE | Air Speration | 2 | 5 | 10 | 0 | 0 | 0 | 10
630CFUG | 630 Diam Counter Flange Ungalvanised | FM - CFLANGE | ULTIMATENG (PTY) LTD | 4 | 7 | 15 | 41 | 0 | 0 | 0
630FC | 630 Diam Flexible Connection | FM - DONKIN | Attenu-Tec | 0 | 0 | 0 | 12 | 0 | 0 | 0
630HD | 630mm Horizontal Discharge Unit with flange and mesh | FM - DONKIN | Attenu-Tec HVAC Parts | 0 | 0 | 0 | 1 | 0 | 0 | 0
630HVJ-2S | 630 Diam Vertical Discharge Unit | FM - DONKIN | Attenu-Tec HVAC Parts | 1 | 1 | 2 | 3 | 0 | 0 | 0
630HVJ-2SB | 630 Diam Vertical Discharge BASE | FM - DONKIN |  | 0 | 0 | 0 | 0 | 0 | 0 | 0
630MB | 630 Impeller - Balance and Machine |  | Phoenix Fans & Engineering | 0 | 0 | 0 | 1 | 0 | 0 | 0
630MBP05 | 1-0350-240 P05 - 630 Motor Bracket |  | Intervent-Universal (Pty) Ltd | 10 | 13 | 23 | 188 | 0 | 0 | 0
630MF | 630 Diam Mounting Feet | FM - MFEET | Air Speration | 2 | 5 | 9 | 0 | 0 | 8 | 1
630MFUG | 630 Diam Mounting Feet Ungalvanised | FM - MFEET | ULTIMATENG (PTY) LTD | 3 | 6 | 13 | 27 | 0 | 0 | 0
630MV112P | Minevent 630 c/w 11kw 2P 400V |  |  | 0 | 0 | 0 | 0 | 0 | 0 | 0
630PLT400-2MM | 630 Casing Sheet - 1987 x 400 - 2mm | CASING |  | 0 | 0 | 0 | 3 | 0 | 0 | 0
630PLT400-3MM | 630 Casing Sheet - 1987 x 400 - 3mm | CASING | NJR STEEL - ALRODE (PTY) LTD | 2 | 4 | 8 | 8 | 0 | 0 | 0
630PLT500-3MM | 630 Casing Sheet - 1987 x 500 - 3mm | CASING |  | 0 | 0 | 0 | 0 | 0 | 0 | 0
630S1.0D | 630 Diam Silencer 1.0D | FM - DONKIN |  | 0 | 0 | 0 | 0 | 0 | 0 | 0
630S1.0DP | 630 Diam Silencer 1.0D Podded | FM - DONKIN |  | 0 | 0 | 0 | 0 | 0 | 0 | 0
630S1.5D | 630 Diam Silencer 1.5D | FM - DONKIN |  | 0 | 0 | 0 | 0 | 0 | 0 | 0
630S1.5DP | 630 Diam Silencer 1.5D Podded | FM - SILENCER | Attenu-Tec | 1 | 3 | 6 | 0 | 0 | 0 | 6
630S2.0D | 630 Diam Silencer 2.0D | FM - DONKIN | Attenu-Tec | 0 | 0 | 0 | 0 | 0 | 0 | 0
630S2.0DP | 630 Diam Silencer 2.0D Podded | FM - DONKIN | Attenu-Tec | 2 | 4 | 6 | 0 | 0 | 0 | 6
630SC | Screen |  | Heinmor Wire Products CC | 0 | 0 | 0 | 2 | 0 | 0 | 0
630SM1.0D | 630 Diam Melinex Silencer 1.0D | FM - DONKIN |  | 0 | 0 | 0 | 0 | 0 | 0 | 0
630SM1.0DP | 630 Diam Melinex Silencer 1.0D Podded | FM - DONKIN | Attenu-Tec | 0 | 0 | 0 | 0 | 0 | 0 | 0
630SM1.5D | 630 Diam Melinex Silencer 1.5D | FM - DONKIN | Attenu-Tec | 0 | 0 | 0 | 2 | 0 | 0 | 0
630SM1.5DP | 630 Diam Melinex Silencer 1.5D Podded | FM - DONKIN | Attenu-Tec | 1 | 2 | 3 | 9 | 0 | 0 | 0
630SM2.0D | 630 Diam Melinex Silencer 2.0D | FM - DONKIN |  | 0 | 0 | 0 | 0 | 0 | 0 | 0
630SM2.0DP | 630 Diam Melinex Silencer 2.0D Podded | FM - DONKIN | Attenu-Tec | 0 | 0 | 0 | 4 | 0 | 0 | 0
630WC | Wall Cowl & Screen | FM - DONKIN | Attenu-Tec HVAC Parts | 0 | 0 | 0 | 1 | 0 | 0 | 0
650503207000 | BEARING 3207 2RS |  |  | 0 | 0 | 0 | 0 | 0 | 0 | 0
6DA005KZZ000000 | DDMP 8/9 T M6A1 DA5 | FM - NICOTRA | Nicotra | 0 | 0 | 0 | 0 | 0 | 0 | 0
6DB0046ZZ0000000 | DDMP 10/8 M6A4 DA8 | FM - NICOTRA | Nicotra | 0 | 0 | 0 | 0 | 0 | 0 | 0
6E21001 | RDHEO/0180 | FM - NICOTRA | Nicotra | 0 | 0 | 0 | 1 | 0 | 0 | 0
6H2108DZZ0000000 | RDH 710 K2 | Nicotra | Regal Beloit Italy S.p.A - Nicotra . | 1 | 2 | 3 | 0 | 0 | 0 | 3
6M020K | DDM 9/7 6M020K - 300W 4P 400V-3Ph | FM - NICOTRA | Nicotra | 0 | 0 | 0 | 0 | 0 | 0 | 0
6M020M | DDM 9/7 - 6M020M - 550W 4P 230V-1Ph | FM - NICOTRA | Nicotra | 0 | 0 | 0 | 0 | 0 | 0 | 0
6M02149B | DDM 10/10 3F 6P 550W | FM - NICOTRA | Nicotra | 0 | 0 | 0 | 0 | 0 | 0 | 0
6M0247 | DDM 9/7 - 6M0247 - 200W 6P 230V-1Ph | FM - NICOTRA | Nicotra | 0 | 0 | 0 | 0 | 0 | 0 | 0
6M0299 | DDM 7/7 - 6M0299 - 300W 4P 230V-1Ph | FM - NICOTRA | Nicotra | 0 | 0 | 0 | 0 | 0 | 0 | 0
6M02H0 | DDM 10/10 - 6M02H0 - 600W 4P 220V-1Ph | FM - NICOTRA | Nicotra | 0 | 0 | 0 | 0 | 0 | 0 | 0
6M02H4 | DDM 10/8 - 6M02H4 - 550W 4P 230V-1Ph | FM - NICOTRA | Nicotra | 0 | 0 | 0 | 4 | 0 | 0 | 0
6M02H5 | DDM 10/8 - 6M02H5 - 600W 4P 380V | FM - NICOTRA | Nicotra | 0 | 0 | 0 | 0 | 0 | 0 | 0
6M02P4 | DDM 10/10 - 6M02P4 - 550W 4P 230V-1Ph | FM - NICOTRA | Nicotra | 0 | 0 | 0 | 1 | 0 | 0 | 0
6M02R7 | DDM 10/10 - 6M02R7 - 500W 6P 230V-1Ph | FM - NICOTRA | Nicotra | 0 | 0 | 0 | 6 | 0 | 0 | 0
6M02R9 | DDM 9/9 - 6M02R9 - 550W 4P 220V-1Ph | FM - NICOTRA | Nicotra | 1 | 1 | 2 | 7 | 0 | 0 | 0
6M0312 | DD 10/8 - 6M0312 - 245W 6P 220V - 1Ph | FM - NICOTRA | Nicotra | 0 | 0 | 0 | 0 | 0 | 0 | 0
6M04A4/01 | DDMP 10/10 230V |  |  | 0 | 0 | 0 | 0 | 0 | 0 | 0
6M04A5 | DDMP8/7 | FM - NICOTRA | Nicotra | 0 | 0 | 0 | 0 | 0 | 0 | 0
6M0607 | DD 12/9 - 6M0607 - 590W 6P 400V - 3Ph | FM - NICOTRA | Nicotra | 0 | 0 | 0 | 3 | 0 | 0 | 0
6M061U | DD 10/10 - 6M061U - 550W 6P 220V - 1Ph | FM - NICOTRA | Nicotra | 0 | 0 | 0 | 0 | 0 | 0 | 0
6M0629 | DD 9/7 - 6M0629 - 373W 4P 220V - 13Ph | FM - NICOTRA | Nicotra | 0 | 0 | 0 | 17 | 0 | 0 | 0
6M0631 | DD 10/8 - 6M0631 - 373W 4P 220V - 1Ph | FM - NICOTRA | Nicotra | 0 | 0 | 0 | 3 | 0 | 0 | 0
6M066N | DD 9/9 - 6M066N - 550W 4P 220V - 1Ph | FM - NICOTRA | Nicotra | 0 | 0 | 0 | 0 | 0 | 0 | 0
6M0679 | DD 10/10 - 6M0679 - 500W - 6P 220V - 1Ph | FM - NICOTRA | Nicotra | 0 | 0 | 0 | 16 | 0 | 0 | 0
6M0690 | DD 9/7 - 6M0690 - 245W 6P 220V - 13Ph | FM - NICOTRA | Nicotra | 0 | 0 | 0 | 0 | 0 | 0 | 0
6M0697 | DD 9/9 - 6M0697 - 300W 4P 220V - 1Ph | FM - NICOTRA | Nicotra | 0 | 0 | 0 | 0 | 0 | 0 | 0
6M0698 | DD 9/9 - 6M0698 - 248W 6P 220V - 1Ph | FM - NICOTRA | Nicotra | 0 | 0 | 0 | 0 | 0 | 0 | 0
6M06WA | DD9/9 4PIP - 370W | FM - NICOTRA | Nicotra | 0 | 0 | 0 | 7 | 0 | 0 | 0
6N02R9 | DDM 9/9 - 6N02R9 - 550W 4P 220V-1Ph | FM - NICOTRA | Nicotra | 0 | 0 | 0 | 0 | 0 | 0 | 0
6N02XF | DDM 10/10 E6G2503 1F 4P 1V | FM - NICOTRA | Nicotra | 1 | 2 | 3 | 10 | 0 | 0 | 0
6N0320 | DD 12/12 - 6N0320 - 1100W 6P 400V 3Ph | FM - NICOTRA | Nicotra | 0 | 0 | 0 | 0 | 0 | 0 | 0
6X4 HOT RUBBER CBK | 6X4 HOT RUBBER CBK |  | ABNER ELECTRICAL WHOLESALERS (PTY) LTD | 1 | 1 | 2 | 10 | 0 | 0 | 0
6mmEW | End Washer - 43mm OD and 6mm ID - Plated |  | Mafilisti Trading and Projects (Pty) Ltd | 1 | 1 | 2 | 16 | 0 | 0 | 0
7.523PM | 7.5kW 2P 38V Pad Mount Motor | FM - MOTORS | ACTOM | 0 | 0 | 0 | 5 | 0 | 0 | 0
7.52FM | 7.5KW 2P 400V FOOT | FM - MOTORS | ACTOM | 0 | 0 | 0 | 1 | 0 | 0 | 0
7.543FM | 7.5kW 4P 400V B3 Alum QL3 Foot Mount | FM - MOTORS | ACTOM | 0 | 1 | 1 | 6 | 0 | 0 | 0
7.543PM | 7.5kW 4P 380V Pad Mount Motor | FM - MOTORS | ACTOM | 1 | 1 | 2 | 12 | 0 | 0 | 0
7.5kW | 4Pole 380V IE1 B3 Cast Iron Foot Mount | FM - MOTORS | ACTOM | 0 | 0 | 0 | 0 | 0 | 0 | 0
7000034 | CDC 100 - 7000034 - CDC 100C | FM - OSTBERG | Ostberg | 0 | 0 | 0 | 6 | 0 | 0 | 0
7000037 | CDC 125 - 7000037 - CDC 125C | FM - OSTBERG | Ostberg | 0 | 0 | 0 | 0 | 0 | 0 | 0
7000043 | CDC 150 - 7000043 - CDC 150C | FM - OSTBERG | Ostberg | 0 | 0 | 0 | 0 | 0 | 0 | 0
7000048 | CDC 160 - 7000048 - CDC160B | FM - OSTBERG | Ostberg | 0 | 0 | 0 | 3 | 0 | 0 | 0
7000053 | CDC 200/0.8 - 7000053 - CDC200A | FM - OSTBERG | Ostberg | 0 | 0 | 0 | 3 | 0 | 0 | 0
7000057 | CDC 200/0.8 - 7000057 - CDC200B | FM - OSTBERG | Ostberg | 0 | 0 | 0 | 0 | 0 | 0 | 0
7000059 | CDC 250 - 7000059 - CDC250C | FM - OSTBERG | Ostberg | 0 | 0 | 0 | 0 | 0 | 0 | 0
7000067 | CDC315 - 7000067 - CDC315B | FM - OSTBERG | Ostberg | 0 | 0 | 0 | 2 | 0 | 0 | 0
7000072 | CDC315 - 7000072 - CDC315C | FM - OSTBERG | Ostberg | 0 | 0 | 0 | 5 | 0 | 0 | 0
7000073 | LT6 - 6Amps | FM - OSTBERG | Ostberg | 0 | 0 | 0 | 0 | 0 | 0 | 0
7000074 | LT10 - 10 Amps | FM - OSTBERG | Ostberg | 0 | 0 | 0 | 21 | 0 | 0 | 0
71 FR 13.8 | 71 Motor frame - 13.8 mm OD spacer | FM - WORKS | Hulmak Engineering cc | 1 | 1 | 3 | 51 | 0 | 0 | 0
710 B | Blades | FM - DONKIN | Centrifab (Pty) Ltd | 7 | 8 | 15 | 0 | 0 | 0 | 15
710 LS | Weather Louvre |  |  | 0 | 0 | 0 | 0 | 0 | 0 | 0
710 SI | Spare Impeller | Accessories | Luft Industries Natal (Pty) Ltd | 0 | 0 | 0 | 2 | 0 | 0 | 0
710/150/10 SI | Spare Impeller (710mm 'B' 150A10AR 28mm 100Frame 37 DEG - FM3173 | Accessories | Luft Industries Natal (Pty) Ltd | 0 | 0 | 0 | 5 | 0 | 0 | 0
710CF | 710 Diam Counter Flange | FM - CFLANGE | Air Speration | 2 | 5 | 8 | 47 | 0 | 0 | 0
710CFUG | 710 Diam Counter Flange Ungalvanised | FM - CFLANGE | ULTIMATENG (PTY) LTD | 3 | 4 | 10 | 18 | 0 | 0 | 0
710FC | 710 Diam Flexible Connection | FM - DONKIN | Attenu-Tec HVAC Parts | 0 | 1 | 1 | 0 | 0 | 0 | 1
710HVJ-2S | 710 Diam Vertical Discharge Unit | FM - DONKIN | Attenu-Tec HVAC Parts | 0 | 0 | 0 | 0 | 0 | 0 | 0
710HVJ-2SB | 710 Diam Vertical Discharge BASE | FM - DONKIN |  | 0 | 0 | 0 | 0 | 0 | 0 | 0
710IC | Majax Inlet Cone c/w Screen |  |  | 0 | 0 | 0 | 0 | 0 | 0 | 0
710MBP06 | 1-0350-240 P06 - 710 Motor Bracket |  | Intervent-Universal (Pty) Ltd | 8 | 11 | 19 | 144 | 0 | 0 | 0
710MF | 710 Diam Mounting Feet | FM - MFEET | Air Speration | 2 | 6 | 11 | 0 | 0 | 11 | 0
710MFUG | 710 Diam Mounting Feet Ungalvanised | FM - MFEET | ULTIMATENG (PTY) LTD | 3 | 6 | 13 | 27 | 0 | 0 | 0
710PLT400-2MM | 710 Casing Sheet - 2238 x 400 - 2mm | CASING |  | 0 | 0 | 0 | 3 | 0 | 0 | 0
710PLT400-3MM | 710 Casing Sheet - 2238 x 400 - 3mm | CASING | NJR STEEL - ALRODE (PTY) LTD | 2 | 4 | 8 | 7 | 0 | 0 | 0
710PLT500-3MM | 710 Casing Sheet - 2238 x 500 - 3mm | CASING |  | 0 | 0 | 0 | 0 | 0 | 0 | 0
710S1.0D | 710 Diam Silencer 1.0D | FM - DONKIN |  | 0 | 0 | 0 | 0 | 0 | 0 | 0
710S1.0DP | 710 Diam Silencer 1.0D Podded | FM - DONKIN |  | 0 | 0 | 0 | 0 | 0 | 0 | 0
710S1.5D | 710 Diam Silencer 1.5D | FM - DONKIN |  | 0 | 0 | 0 | 0 | 0 | 0 | 0
710S1.5DP | 710 Diam Silencer 1.5D Podded | FM - SILENCER | Attenu-Tec | 1 | 2 | 3 | 0 | 0 | 0 | 3
710S2.0D | 710 Diam Silencer 2.0D | FM - DONKIN |  | 0 | 0 | 0 | 0 | 0 | 0 | 0
710S2.0DP | 710 Diam Silencer 2.0D Podded | FM - DONKIN | Attenu-Tec | 2 | 4 | 6 | 0 | 0 | 0 | 6
710SC | Side Screen |  | Heinmor Wire Products CC | 1 | 2 | 3 | 10 | 0 | 0 | 0
710SM1.0D | 710 Diam Melinex Silencer 1.0D | FM - DONKIN |  | 0 | 0 | 0 | 0 | 0 | 0 | 0
710SM1.0DP | 710 Diam Melinex Silencer 1.0D Podded | FM - DONKIN |  | 0 | 0 | 0 | 0 | 0 | 0 | 0
710SM1.5D | 710 Diam Melinex Silencer 1.5D | FM - DONKIN | Attenu-Tec | 0 | 0 | 0 | 0 | 0 | 0 | 0
710SM1.5DP | 710 Diam Melinex Silencer 1.5D Podded | FM - SILENCER | Attenu-Tec | 1 | 2 | 3 | 17 | 0 | 0 | 0
710SM2.0D | 710 Diam Melinex Silencer 2.0D | FM - DONKIN |  | 0 | 0 | 0 | 0 | 0 | 0 | 0
710SM2.0DP | 710 Diam Melinex Silencer 2.0D Podded | FM - DONKIN |  | 0 | 0 | 0 | 0 | 0 | 0 | 0
710WC | Wall Cowl & Screen | FM - DONKIN | Attenu-Tec HVAC Parts | 0 | 1 | 2 | 6 | 0 | 0 | 0
71848 | PRA REDUCER STD BRASS 40M - 25F |  | Pratley (Pty) Ltd | 0 | 0 | 0 | 4 | 0 | 0 | 0
73-18 | YCI607A HELLEMON T : RED HANDLE WIRE STRIPPER | FM - WORKS | Atlantic Lighting & Electrical distributors | 0 | 0 | 0 | 1 | 0 | 0 | 0
73-191 | HYAC5 CRIMP TOOL B : BOOTLACE CRIMPER | FM - WORKS | Atlantic Lighting & Electrical distributors | 0 | 0 | 0 | 1 | 0 | 0 | 0
734SSC | 734 Special Screen - Hot Dip Galvinised |  | Heinmor Wire Products CC | 0 | 0 | 0 | 11 | 0 | 0 | 0
762-37 | 762mm 37kw 2P 525V Flameproof Auxiliary Fan |  | Oniet Enterprise (Pty) Ltd | 0 | 0 | 0 | 0 | 0 | 0 | 0
762-45 | 762mm 45KW 2P 525V Flameproof Auxiliary Fan |  | Oniet Enterprise (Pty) Ltd | 0 | 0 | 0 | 0 | 0 | 0 | 0
762Assembly | 762 Assembly, and Miscellaneous |  |  | 0 | 0 | 0 | 0 | 0 | 0 | 0
762Flame | 762 Flameproof Track |  |  | 0 | 0 | 0 | 0 | 0 | 0 | 0
762Grille | 762 Grille |  |  | 0 | 0 | 0 | 0 | 0 | 0 | 0
762IMP | 762 Impeller |  |  | 0 | 0 | 0 | 0 | 0 | 0 | 0
762Silenced- Motor | 762 Silenced Motor Barrel |  |  | 0 | 0 | 0 | 0 | 0 | 0 | 0
762Silenced-Stator | 762 Silenced Stator Barrel c/w Stator |  |  | 0 | 0 | 0 | 0 | 0 | 0 | 0
77521 | AT 7/7 SC - Single Unit | FM - NICOTRA | Nicotra | 0 | 0 | 0 | 5 | 0 | 0 | 0
7mmEW | End Washer - 43mm OD and 7mm ID - Plated |  | Mafilisti Trading and Projects (Pty) Ltd | 1 | 1 | 2 | 14 | 0 | 0 | 0
8-188 | CABTYRE - 4MM X 4C CABTYRE CUT PE |  | Alpha Electrical | 1 | 2 | 3 | 10 | 0 | 0 | 0
80 FR 18.8 | 80 Motor Frame - 18.8 mm OD Spacer | FM - WORKS | Hulmak Engineering cc | 1 | 1 | 3 | 41 | 0 | 0 | 0
800/150/10 SI | Spare Impeller (800mm 'B' 150A10AR 28mm 100Frame 27 DEG - FM3176) | Accessories | Luft Industries Natal (Pty) Ltd | 0 | 0 | 0 | 1 | 0 | 0 | 0
8005LSW03000300 | Grille LS 0300x0300 White for fans 200-250-300 | Accessories | Luft Industries Natal (Pty) Ltd | 0 | 0 | 0 | 2 | 0 | 0 | 0
800CF | 800 Diam Counter Flange | FM - CFLANGE | Air Speration | 0 | 1 | 2 | 192 | 0 | 0 | 0
800CFUG | 800 Diam Counter Flange Ungalvanised | FM - CFLANGE | ULTIMATENG (PTY) LTD | 4 | 7 | 15 | 40 | 0 | 0 | 0
800FC | 800 Diam Flexible Connection | FM - DONKIN |  | 0 | 0 | 0 | 0 | 0 | 0 | 0
800HVJ-2S | 800 Diam Vertical Discharge Unit | FM - DONKIN | Attenu-Tec HVAC Parts | 0 | 0 | 0 | 2 | 0 | 0 | 0
800HVJ-2SB | 800 Diam Vertical Discharge BASE | FM - DONKIN |  | 0 | 0 | 0 | 0 | 0 | 0 | 0
800IC | Inlet Cone | FM - DONKIN | Attenu-Tec HVAC Parts | 2 | 3 | 5 | 0 | 0 | 0 | 5
800IMP | Spare Impeller |  | Phoenix Fans & Engineering | 0 | 0 | 0 | 0 | 0 | 0 | 0
800MBP07 | 1-0350-240 P07 - 800 Motor Bracket | FM - CASING | GALVAGLOW (PTY) LTD | 7 | 9 | 16 | 127 | 0 | 0 | 0
800MF | 800 Diam Mounting Feet | FM - MFEET | Air Speration | 2 | 4 | 7 | 52 | 0 | 13 | 0
800MFUG | 800 Diam Mounting Feet Ungalvanised | FM - MFEET | ULTIMATENG (PTY) LTD | 3 | 5 | 10 | 22 | 0 | 0 | 0
800PLT400-2MM | 800 Casing Sheet - 2521 x 400 - 2mm | CASING | NJR STEEL - ALRODE (PTY) LTD | 3 | 4 | 10 | 6 | 0 | 0 | 0
800PLT400-3MM | 800 Casing Sheet - 2521 x 400 - 3mm | CASING | NJR STEEL - ALRODE (PTY) LTD | 2 | 4 | 8 | 7 | 0 | 0 | 0
800PLT400-3MM. | 800 Casing Sheet - 2528 x 400 - 3mm | CASING | ULTIMATENG (PTY) LTD | 10 | 14 | 24 | 0 | 0 | 0 | 24
800PLT500-2MM | 800 Casing Sheet - 2521 x 500 - 2mm | CASING |  | 0 | 0 | 0 | 1 | 0 | 0 | 0
800PLT500-3MM | 800 Casing Sheet - 2521 x 500 - 3mm | CASING | NJR STEEL - ALRODE (PTY) LTD | 2 | 3 | 6 | 6 | 0 | 0 | 0
800S | 800mm dia Fan Guard - Hot Dip Galvanised | FM - DONKIN | Centrifab (Pty) Ltd | 1 | 1 | 2 | 10 | 0 | 0 | 0
800S1.0D | 800 Diam Silencer 1.0D | FM - DONKIN |  | 0 | 0 | 0 | 0 | 0 | 0 | 0
800S1.0DP | 800 Diam Silencer 1.0D Podded | FM - DONKIN | Attenu-Tec | 3 | 8 | 11 | 16 | 0 | 0 | 0
800S1.5D | 800 Diam Silencer 1.5D | FM - DONKIN |  | 0 | 0 | 0 | 0 | 0 | 0 | 0
800S1.5DP | 800 Diam Silencer 1.5D Podded | FM - DONKIN | Attenu-Tec | 1 | 2 | 3 | 0 | 0 | 0 | 3
800S2.0D | 800 Diam Silencer 2.0D | FM - DONKIN |  | 0 | 0 | 0 | 0 | 0 | 0 | 0
800S2.0DP | 800 Diam Silencer 2.0D Podded | FM - DONKIN | Attenu-Tec | 1 | 2 | 3 | 0 | 0 | 0 | 3
800SAP | 800mm Diam podded silencer 1400 Long |  |  | 0 | 0 | 0 | 0 | 0 | 0 | 0
800SC | Screen |  |  | 0 | 0 | 0 | 0 | 0 | 0 | 0
800SM1.0D | 800 Diam Melinex Silencer 1.0D | FM - DONKIN |  | 0 | 0 | 0 | 0 | 0 | 0 | 0
800SM1.0DP | 800 Diam Melinex Silencer 1.0D Podded | FM - DONKIN |  | 0 | 0 | 0 | 0 | 0 | 0 | 0
800SM1.5D | 800 Diam Melinex Silencer 1.5D | FM - DONKIN | Attenu-Tec | 0 | 0 | 0 | 1 | 0 | 0 | 0
800SM1.5DP | 800 Diam Melinex Silencer 1.5D Podded | FM - DONKIN | Attenu-Tec | 0 | 1 | 1 | 2 | 0 | 0 | 0
800SM2.0D | 800 Diam Melinex Silencer 2.0D | FM - DONKIN |  | 0 | 0 | 0 | 0 | 0 | 0 | 0
800SM2.0DP | 800 Diam Melinex Silencer 2.0D Podded | FM - DONKIN |  | 0 | 0 | 0 | 0 | 0 | 0 | 0
800WC | 800 Wall Cowl Galvanized | FM - DONKIN | Attenu-Tec HVAC Parts | 0 | 0 | 0 | 2 | 0 | 0 | 0
800mm Dia | Casing, Impeller and Brackets | FM - DONKIN | Centrifab (Pty) Ltd | 0 | 0 | 0 | 0 | 0 | 0 | 0
8220000263 | 8UFAFCAP - Capacitor |  | Ebmpapst | 1 | 1 | 2 | 12 | 0 | 0 | 0
830SAP | 830mm Diam podded silencer 1400 Long |  |  | 0 | 0 | 0 | 0 | 0 | 0 | 0
85X3SPA | PULLEY FRICTION BELT V-WEDGE 3 GROOVE SPA 1210 TAPER 85MM FENNER |  | Bearing Man Group | 0 | 0 | 0 | 2 | 0 | 0 | 0
9.223PM | 9.2kW 2P 380V Pad Mount Motor | FM - MOTORS |  | 0 | 0 | 0 | 0 | 0 | 0 | 0
9.243PM | 9.2kW 4P 380V Pad Mount Motor | FM - MOTORS | ACTOM | 0 | 0 | 0 | 1 | 0 | 0 | 0
90 FR 23.8 | 90 Motor Frame - 23.8 mm OD Spacer | FM - WORKS | Hulmak Engineering cc | 1 | 1 | 2 | 25 | 0 | 0 | 0
9000004 | CFD ANALYSIS |  |  | 0 | 0 | 0 | 0 | 0 | 0 | 0
9000007 | EXTENDED WARRANTY | FM - SODECA | SODECA | 0 | 0 | 0 | 1 | 0 | 0 | 0
900CF | 900 Diam Counter Flange | FM - CFLANGE | Attenu-Tec HVAC Parts | 1 | 2 | 3 | 6 | 0 | 0 | 0
900CFUG | 900 Diam Counter Flange Ungalvanised | FM - DONKIN | ULTIMATENG (PTY) LTD | 4 | 5 | 10 | 9 | 0 | 0 | 0
900FC | 900 Diam Flexible Connection | FM - DONKIN |  | 0 | 0 | 0 | 0 | 0 | 0 | 0
900HVJ-2S | 900 Diam Vertical Discharge Unit | FM - DONKIN | Air Speration | 0 | 0 | 0 | 50 | 0 | 0 | 0
900HVJ-2SB | 900 Diam Vertical Discharge BASE | FM - DONKIN |  | 0 | 0 | 0 | 0 | 0 | 0 | 0
900Impeller | Majax-2 900.32.E.8 Spare Impeller | FM - DONKIN | Air Speration | 0 | 0 | 0 | 1 | 0 | 0 | 0
900MBP08 | 1-0350-240 P08 - 900 Motor Bracket | FM - CASING | GALVAGLOW (PTY) LTD | 5 | 7 | 12 | 44 | 0 | 0 | 0
900MF | 900 Diam Mounting Feet | FM - MFEET | Air Speration | 1 | 3 | 6 | 16 | 0 | 10 | 0
900MFUG | 900 Diam Mounting Feet Ungalvanised | FM - MFEET | ULTIMATENG (PTY) LTD | 4 | 6 | 14 | 15 | 0 | 0 | 0
900PLT400-3MM | 900 Casing Sheet - 2839 x 400 - 3mm | CASING |  | 0 | 0 | 0 | 0 | 0 | 0 | 0
900PLT500-3MM | 900 Casing Sheet - 2839 x 500 - 3mm | CASING | NJR STEEL - ALRODE (PTY) LTD | 1 | 2 | 4 | 5 | 0 | 0 | 0
900S1.0D | 900 Diam Silencer 1.0D | FM - DONKIN |  | 0 | 0 | 0 | 0 | 0 | 0 | 0
900S1.0DP | 900 Diam Silencer 1.0D Podded | FM - DONKIN |  | 0 | 0 | 0 | 0 | 0 | 0 | 0
900S1.5D | 900 Diam Silencer 1.5D | FM - DONKIN | Attenu-Tec | 2 | 2 | 4 | 0 | 0 | 0 | 4
900S1.5DP | 900 Diam Silencer 1.5D Podded | FM - DONKIN |  | 0 | 0 | 0 | 0 | 0 | 0 | 0
900S2.0D | 900 Diam Silencer 2.0D | FM - DONKIN | Attenu-Tec | 0 | 0 | 0 | 2 | 0 | 0 | 0
900S2.0DP | 900 Diam Silencer 2.0D Podded | FM - DONKIN | Attenu-Tec | 0 | 1 | 2 | 1 | 0 | 0 | 1
900SC | Screen | FM - DONKIN | Centrifab (Pty) Ltd | 0 | 0 | 0 | 1 | 0 | 0 | 0
900SM1.0D | 900 Diam Melinex Silencer 1.0D | FM - DONKIN |  | 0 | 0 | 0 | 0 | 0 | 0 | 0
900SM1.0DP | 900 Diam Melinex Silencer 1.0D Podded | FM - DONKIN |  | 0 | 0 | 0 | 0 | 0 | 0 | 0
900SM1.5D | 900 Diam Melinex Silencer 1.5D | FM - DONKIN |  | 0 | 0 | 0 | 0 | 0 | 0 | 0
900SM1.5DP | 900 Diam Melinex Silencer 1.5D Podded | FM - SILENCER | Attenu-Tec | 0 | 0 | 0 | 2 | 0 | 0 | 0
900SM2.0D | 900 Diam Melinex Silencer 2.0D | FM - DONKIN |  | 0 | 0 | 0 | 0 | 0 | 0 | 0
900SM2.0DP | 900 Diam Melinex Silencer 2.0D Podded | FM - DONKIN | Attenu-Tec | 0 | 1 | 2 | 0 | 0 | 0 | 2
90X2SPZ | Pulley Friction Belt V-wedge 2 Groo |  | Bearing Man Group | 0 | 0 | 0 | 4 | 0 | 0 | 0
90X3SPA | PULLEY FRICTION BELT V-WEDGE 3 GROOVE SPA 1610 TAPER 90MM FENNER |  | Bearing Man Group | 0 | 0 | 0 | 2 | 0 | 0 | 0
950x600x1200 | 950 x 600 x 1200mm Silencer |  |  | 0 | 0 | 0 | 0 | 0 | 0 | 0
95X3SPA | PULLEY FRICTION BELT V-WEDGE 3 GROOVE SPA 1610 TAPER 95MM FENNER |  | Bearing Man Group | 0 | 0 | 0 | 1 | 0 | 0 | 0
97-32 | PG-16 GLANDS : PG16 POLYMER CABLE GLAND GREY | FM - WORKS | Atlantic Lighting & Electrical distributors | 23 | 28 | 51 | 300 | 0 | 0 | 0
97521 | AT 9/7 SC - Single Unit | FM - NICOTRA | Nicotra | 0 | 0 | 0 | 0 | 0 | 0 | 0
99050-EMB-20-R40 | EMBROIDERY R40 R40 | FM - UNIFORM | Workwear Depot (Pty)Ltd | 2 | 2 | 4 | 14 | 0 | 0 | 0
99050-EMB-22-R50 | EMBROIDERY R50 R50 | FM - UNIFORM | Workwear Depot (Pty)Ltd | 4 | 4 | 8 | 8 | 0 | 0 | 0
99521 | AT 9/9 SC - Single Unit | FM - NICOTRA | Nicotra | 0 | 0 | 0 | 0 | 0 | 0 | 0
A) | LDP/400/6/15/B/19mm - 0.75kW 2P | FM - IMPELLER | CFW Fans (Pty) Ltd | 0 | 0 | 0 | 3 | 0 | 0 | 0
A/01 | Volume Control Damper & Quad 100mm |  |  | 0 | 0 | 0 | 0 | 0 | 0 | 0
A/02 | Fire Damper c/w Link & Quad 100mm |  |  | 0 | 0 | 0 | 0 | 0 | 0 | 0
AA | Volume Control Damper & Quad 100mm |  |  | 0 | 0 | 0 | 0 | 0 | 0 | 0
ABOVE FANS ARE FOR | ICC BASEMENT PARKING |  |  | 0 | 0 | 0 | 0 | 0 | 0 | 0
AC AXIAL FAN | 130, 220V, FORM V, KL |  |  | 0 | 0 | 0 | 0 | 0 | 0 | 0
AC COMPACT FAN | 119X119X38, 220V, GL, PLUG |  |  | 0 | 0 | 0 | 0 | 0 | 0 | 0
ADRA- | RA 1200(W)*600(H) NS PCW | FM - WORKS | Advantage Air Africa Pty Ltd | 29 | 40 | 69 | 200 | 0 | 0 | 0
ADSD | SINGLE DEFLECTION GRILLE 625(W)*625(H) OVER FLANGE NATURAL | FM - WORKS | Advantage Air Africa Pty Ltd | 1 | 1 | 2 | 5 | 0 | 0 | 0
ADWL-- | WL 900(W)*600(H) NS NA |  |  | 0 | 0 | 0 | 0 | 0 | 0 | 0
ADWL. | WEATHER LOUVRE 520(W)*520(H) OPENING SIZE NATURALLY ANOD | FM - WORKS | Advantage Air Africa Pty Ltd | 1 | 1 | 2 | 7 | 0 | 0 | 0
AF4.0X4+EWHSL | ALFIX 4.0MM2 4 CORE+E S/LENGHT | FM - WORKS | Alvern Cables (Pty) Ltd | 20 | 22 | 42 | 100 | 0 | 0 | 0
AIRMAX2-500 | AIRMAX-2.500 W | FM - DONKIN |  | 0 | 0 | 0 | 16 | 0 | 0 | 0
AIRMAX2-500P | AIRMAX-2.500 P | FM - DONKIN |  | 0 | 0 | 0 | 0 | 0 | 0 | 0
AIRMAX2-650 | AIRMAX-2.650 W | FM - DONKIN |  | 0 | 0 | 0 | 8 | 0 | 0 | 0
AIRMAX2-650P | AIRMAX-2.650 P | FM - DONKIN |  | 0 | 0 | 0 | 0 | 0 | 0 | 0
AIRMAX2-650P.EC | AIRMAX-2.650 P. EC | FM - DONKIN |  | 0 | 0 | 0 | 0 | 0 | 0 | 0
AIRMAX2-650W | AIRMAX-2.650 W.EC | FM - DONKIN |  | 0 | 0 | 0 | 39 | 0 | 0 | 0
AIRMAX2-750 | AIRMAX-2.750 W | FM - DONKIN |  | 0 | 0 | 0 | 13 | 0 | 0 | 0
AIRMAX2-750P | AIRMAX-2.750 P | FM - DONKIN |  | 0 | 0 | 0 | 0 | 0 | 0 | 0
AIRMAX2-750P.EC | AIRMAX-2.750 P.EC | FM - DONKIN |  | 0 | 0 | 0 | 0 | 0 | 0 | 0
AIRMAX2-750W | AIRMAX-2.750 W.EC | FM - DONKIN |  | 0 | 0 | 0 | 44 | 0 | 0 | 0
AIRMAX2-850 | AIRMAX-2.850 W | FM - DONKIN |  | 0 | 0 | 0 | 0 | 0 | 0 | 0
AIRMAX2-850P | AIRMAX-2.850 P | FM - DONKIN |  | 0 | 0 | 0 | 0 | 0 | 0 | 0
AT | 3001 ALU FOIL TAPE 48mm X 50m (30 micron) | FM - WORKS | Advantage Air Africa Pty Ltd | 1 | 1 | 2 | 3 | 0 | 0 | 0
AT 12/9 SC/BD | AT 12/9 SC - Single Unit, Belt drive C/W 4kW 4P 380V FM | FM - NICOTRA | Nicotra | 0 | 0 | 0 | 1 | 0 | 0 | 0
ATT/01 | Attenuator 200x600mm |  |  | 0 | 0 | 0 | 0 | 0 | 0 | 0
AVMs- | Anti-Vibration Rubber Mounts | FM - DONKIN | Seal 'N Devices (Pty) Ltd | 8 | 10 | 18 | 0 | 0 | 0 | 18
AWSL/1/ 600X600)P/0/P1/ | 600 X 600 | Accessories | TROX South Africa (Pty) Ltd | 0 | 0 | 0 | 1 | 0 | 0 | 0
AWSL/1/1000X500/OP/0/P1/ | 1000 X 500 | Accessories | TROX South Africa (Pty) Ltd | 0 | 0 | 0 | 2 | 0 | 0 | 0
AXIP450 | TAXIP F300: 450-5-25 | FM - KAYITES | Kayites | 0 | 0 | 0 | 2 | 0 | 0 | 0
Accounting | Subscription (Accounting) |  | Sage South Africa (Pty) Ltd | 0 | 0 | 0 | 1 | 0 | 0 | 0
Additional Costs | Material Cutting Cost |  |  | 0 | 0 | 0 | 0 | 0 | 0 | 0
Airfreight - | Dar Es Salaam |  |  | 0 | 0 | 0 | 9 | 0 | 0 | 0
Airmax PB | Airmax Poles & Brackets |  | Mafilisti Trading and Projects (Pty) Ltd | 3 | 5 | 8 | 100 | 0 | 0 | 0
Airmax-2.650.W. | Airmax-2.650.W - Wall Fan - 187 Watts - 230/1/50 - Twin Blade - Black (Pull Cord) |  |  | 0 | 0 | 0 | 0 | 0 | 0 | 0
Al Blades | Aluminium Blades | FM - IMPELLER | CFW Fans (Pty) Ltd | 45 | 62 | 151 | 1960 | 0 | 0 | 0
Al Blanks | Aluminium Blanks | FM - IMPELLER | CFW Fans (Pty) Ltd | 5 | 6 | 15 | 205 | 0 | 0 | 0
Assembly | Building Casing & Impeller |  |  | 0 | 0 | 0 | 0 | 0 | 0 | 0
B) | LDP/315/6/10/B/14mm - 0.55kW 2P | FM - IMPELLER | CFW Fans (Pty) Ltd | 6 | 10 | 16 | 129 | 0 | 0 | 0
B-124-FAN1 | HTMV-125-4T/9-40 400/690V.IE3 -60Hz - Roof Top Exhaust Fan |  |  | 0 | 0 | 0 | 0 | 0 | 0 | 0
B-135-FAN1 | TORRETTE TR-A 450 T4 2.2KW ATEX Zone 1 - Explosion Proof Roof Top Centrifugal Exhaust Fan |  |  | 0 | 0 | 0 | 0 | 0 | 0 | 0
B-135-FAN2 | TORRETTE TR-A 500 T4 3KW ATEX Zone 1 - Explosion Proof Roof Top Centrifugal Exhaust Fan |  |  | 0 | 0 | 0 | 0 | 0 | 0 | 0
B-135-FAN3 | TORRETTE TR-A 400 T4 1.1KW ATEX Zone 1 - Explosion Proof Roof Top Centrifugal Exhaust Fan |  |  | 0 | 0 | 0 | 0 | 0 | 0 | 0
B-135-FAN4 | TORRETTE TRK-AR 500 T4 3KW - Roof Top Centrifugal Exhaust Fan |  |  | 0 | 0 | 0 | 0 | 0 | 0 | 0
B-135-FAN5 | TORRETTE TR-A 500 T4 3KW ATEX Zone 1 - Explosion Proof Roof Top Centrifugal Exhaust Fan |  |  | 0 | 0 | 0 | 0 | 0 | 0 | 0
B-135-FAN6 | VORTICENT CMS 35/14 T4 4KW - Wall Mountex Centrifugal Exhaust Fan |  |  | 0 | 0 | 0 | 0 | 0 | 0 | 0
B-135-FAN7 | VORTICENT CMS 25/10 T4 0.75KW - Wall Mounted Centrifugal Exhaust Fan |  |  | 0 | 0 | 0 | 0 | 0 | 0 | 0
B-135-FAN8 | ENKEL QBK 190 EC - Cassette Type Exhaust Fan |  |  | 0 | 0 | 0 | 0 | 0 | 0 | 0
B-91-FAN1 | TORRETTE TR-A 710 T6 4KW ATEX Zone 1 - Explosion Proof Roof Top Centrifugal Exhaust Fan |  |  | 0 | 0 | 0 | 0 | 0 | 0 | 0
B-91-FAN2 | HC-63-4T/H/ATEX/2G Ex db 230/400V - 60Hz - Explosion Proof Wall Mounted Centrifugal Exhaust Fan |  |  | 0 | 0 | 0 | 0 | 0 | 0 | 0
B-91-FAN3 | TORRETTE TR-A 500 T4 3KW ATEX Zone 1 - Explosion Proof Roof Top Exhaust Fan |  |  | 0 | 0 | 0 | 0 | 0 | 0 | 0
B-91-FAN4 | HTMV-90-4T-7.5/ATEX/2G Ex db 400/690V - Explosion Proof Roof Top Exhaust Fan |  |  | 0 | 0 | 0 | 0 | 0 | 0 | 0
B-91-FAN5 | TORRETTE TRS 310 EC - Roof Top Exhaust Fan |  |  | 0 | 0 | 0 | 0 | 0 | 0 | 0
B-91-FAN6 | TORRETTE TRS 250 EC - Roof Top Exhaust Fan |  |  | 0 | 0 | 0 | 0 | 0 | 0 | 0
B-91-FAN7 | Lineo 200 - Inline Exhaust Fan | FM - LUCK & KING | Luck and King | 0 | 0 | 0 | 1 | 0 | 0 | 0
B/01 | Volume Control Damper & Quad 150mm |  |  | 0 | 0 | 0 | 0 | 0 | 0 | 0
B/02 | Fire Damper c/w Link & Quad 150mm |  |  | 0 | 0 | 0 | 0 | 0 | 0 | 0
B1000 | BCC2 800/1.0D1 BELT DRIVEN C/W 15KW 4P 380V |  |  | 0 | 0 | 0 | 0 | 0 | 0 | 0
B3 | IA Certification (Imported Equipment). Document Review and IA Certification Transfer Based on ATEX |  | MEGATON SYSTEMS (PTY) LTD. T/A MTEX LABORATORIES | 0 | 0 | 0 | 1 | 0 | 0 | 0
BAF100 | BAF 100 | FM - KAYITES | Kayites | 1 | 1 | 2 | 24 | 0 | 0 | 0
BAF125 | BAF 125 | FM - KAYITES | Kayites | 1 | 1 | 2 | 23 | 0 | 0 | 0
BAF150 | BAF 150 | FM - KAYITES | Kayites | 3 | 5 | 8 | 45 | 0 | 0 | 0
BBC19X10/14T | BANDSAW BIMETAL M42 19x10/14T (2.480x1) | FM - WORKS | SPARES 2000 CC t/a SHARP-RITE | 0 | 0 | 0 | 12.4 | 0 | 0 | 0
BBC19X10/14T-2 | BANDSAW BIMETAL M42 19x10/14T (3.050x1) | FM - WORKS | SPARES 2000 CC t/a SHARP-RITE | 0 | 0 | 0 | 6.1 | 0 | 0 | 0
BBF19X10/14DOM | BANDSAW BIMETAL M42 19x10/14T (2.480x1) | FM - WORKS | SPARES 2000 CC t/a SHARP-RITE | 1 | 1 | 2 | 4.96 | 0 | 0 | 0
BBF27X8/12T | BANDSAW BIMETAL M42 8/12T (2.480X1) | FM - WORKS | SPARES 2000 CC t/a SHARP-RITE | 0 | 0 | 0 | 4.96 | 0 | 0 | 0
BC-L7ZDW | BC-L7ZDW (BCL720) c/w 3.0kw 4P 380V Motor |  |  | 0 | 0 | 0 | 0 | 0 | 0 | 0
BCC 15 | BCC 15/0.75kW arrangement 1A class 2 c/w 4kW 4Pole 525v fan Spped 3057rpm |  |  | 0 | 0 | 0 | 0 | 0 | 0 | 0
BCC 18/01 Class1 (1A) SISW | 4 kW 4 Pole 380 V |  |  | 0 | 0 | 0 | 0 | 0 | 0 | 0
BCC 18/01 Class1 (2A) Belt Driven | c/w 5.5 kW 4 Pole 380 V Motor |  |  | 0 | 0 | 0 | 0 | 0 | 0 | 0
BCC 21/01 Class1 (2A) Belt Driven | c/w 5.5 kW 4 Pole 380V (IP66) | FM - IMPELLER | CFW Fans (Pty) Ltd | 0 | 0 | 0 | 0 | 0 | 0 | 0
BCC 24/0.93 SI | c/w 4KW 4P 380V |  |  | 0 | 0 | 0 | 0 | 0 | 0 | 0
BCC 27/ | BCC 27/1.0 c/w 7.5kW 4Pole 380 v |  |  | 0 | 0 | 0 | 0 | 0 | 0 | 0
BCC 30/0.71 SI (ARR 6A) | c/w 15 kW 4 Pole 380 V (Direct Driven) |  |  | 0 | 0 | 0 | 0 | 0 | 0 | 0
BCC 30/0.75 Class 2 (6A) | c/w 15 kW 4 Pole 380 V Motor (Direct Driven) |  |  | 0 | 0 | 0 | 0 | 0 | 0 | 0
BCC 36/0.81 SI CLASS 3 (A6) | c/w 37 kW 4 Pole 380 V (Direct Driven) |  |  | 0 | 0 | 0 | 0 | 0 | 0 | 0
BCC 39 | BCC 39/0.99 SISW c/w 75Kw 4P 400V Motor | FM - IMPELLER | CFW Fans (Pty) Ltd | 0 | 0 | 0 | 0 | 0 | 0 | 0
BCC 42/1 Arr2 (Belt driven) | c/w 18.5 kW 4 Pole 380 V Motor |  |  | 0 | 0 | 0 | 0 | 0 | 0 | 0
BCC 45/1.0 (SISW 1A) | c/w 45kW 4 Pole 525 V |  |  | 0 | 0 | 0 | 0 | 0 | 0 | 0
BCC-2 | 560/1.0SISW1 c/w 4kw CLASS2 ARR(6A)T60 |  |  | 0 | 0 | 0 | 0 | 0 | 0 | 0
BCC-2 315/1.0 | c/w 1.1 kW 2 Pole 380 V (Belt Driven) |  |  | 0 | 0 | 0 | 0 | 0 | 0 | 0
BCC-2 400 1 | 4A DIDW Belt Driven c/w 3kW 4Pole 380v Motor |  |  | 0 | 0 | 0 | 0 | 0 | 0 | 0
BCC-2 450/1.0 | 2A DIDW c/w 5.5 kW 4 Pole 380V | Fan |  | 0 | 0 | 0 | 0 | 0 | 0 | 0
BCC-2 500/1.0 | 4A c/w 7.5 kW 4 Pole 380V | FM - DONKIN | Centrifab (Pty) Ltd | 0 | 0 | 0 | 2 | 0 | 0 | 0
BCC-2 500/1.0 DI CLASS 2 (2A) | c/w 15 kW 4 Pole 380 V (Belt Driven) |  |  | 0 | 0 | 0 | 0 | 0 | 0 | 0
BCC-2 560 | c/w 2.2kW 4Pole 380v Motor |  |  | 0 | 0 | 0 | 0 | 0 | 0 | 0
BCC-2 630/1 DI 4A | c/w 11 kW 4 Pole 380 V |  |  | 0 | 0 | 0 | 0 | 0 | 0 | 0
BCC-2 630/1.0S1 CLASS2 ARR(1A) | C/w 4kw 4pole 380v (Belt Driven) |  |  | 0 | 0 | 0 | 0 | 0 | 0 | 0
BCC-2 710/1.0 DI CLASS 2 (2A) | c/w 30 kW 4 Pole 380 V (Belt Driven) |  |  | 0 | 0 | 0 | 0 | 0 | 0 | 0
BCC-2 710/1.0 SI 1A | c/w 15 kW 4 Pole 380 V Motor (Belt Driven) |  |  | 0 | 0 | 0 | 0 | 0 | 0 | 0
BCC-2 710/10 | BCC-2 710/10 4Arr c/w 11kW 4Pole 380v Motor |  |  | 0 | 0 | 0 | 0 | 0 | 0 | 0
BCC-2 800 1.0 DIDW | Arrgt 2-A CL Fan Assembly. L180 |  |  | 0 | 0 | 0 | 0 | 0 | 0 | 0
BCC-24/1.0 | BCC-24/1.0 c/w 30KW 4P 380V |  |  | 0 | 0 | 0 | 0 | 0 | 0 | 0
BCC-2400 | BCC-2 400 DIDW c/w 5.5Kw 4P 380V - J96084 |  |  | 0 | 0 | 0 | 0 | 0 | 0 | 0
BCC12/0.75 | c/w 1.1 kW 4 Pole 380 V |  |  | 0 | 0 | 0 | 0 | 0 | 0 | 0
BCC15-J61923 | BCC 15/0.75 CL2 Ar 1A c/w 4.0kw 4P 525V - J61923 | FM - DONKIN | Centrifab (Pty) Ltd | 0 | 0 | 0 | 2 | 0 | 0 | 0
BCC27P28350 | BCC 27/1.0 SISW AR 6A c/w 3.0Kw 6P 380V |  |  | 0 | 0 | 0 | 1 | 0 | 0 | 0
BCC36 | BCC36/0.8 SI CLASS 4 (1A) c/w 55kw 4Pole 380V (Belt-Driven) |  |  | 0 | 0 | 0 | 0 | 0 | 0 | 0
BDB-280 CM | BCC DIDW CENTRIFUGAL FAN |  | Air Movement Supplies | 0 | 0 | 0 | 1 | 0 | 0 | 0
BF | Base Frame - HBC-M 630 |  |  | 0 | 0 | 0 | 0 | 0 | 0 | 0
BF50L1.51HS | Box fan 1250mm LOUV 220v 01.50kW S/S | Accessories | Luft Industries Natal (Pty) Ltd | 0 | 0 | 0 | 12 | 0 | 0 | 0
BP01 | PLASTIC BUCKLES 12MM - (1000) | FM - WORKS | Advantage Air Africa Pty Ltd | 0 | 0 | 0 | 1 | 0 | 0 | 0
Balance Impeller | Impeller Balancing 2.5kg 4p |  | ISO BALANCING | 3 | 4 | 7 | 31 | 0 | 0 | 0
Bcc 30/1.0 Class 1 (1A) SISW | c/w 4 kW 4 Pole 380 V |  |  | 0 | 0 | 0 | 0 | 0 | 0 | 0
Bellax 400 | Bellax 400 c/w 0.25kW 4Pole 380v Motor |  |  | 0 | 0 | 0 | 0 | 0 | 0 | 0
Bellax 560 | Bellax 560 20.D 8 - c/w 1.5kw 4P 220v |  |  | 0 | 0 | 0 | 0 | 0 | 0 | 0
Bellax 630 | Bellax 630 20.D 8- c/w1.5kw 4P 220V | FM - DONKIN | Centrifab (Pty) Ltd | 0 | 0 | 0 | 0 | 0 | 0 | 0
Bellax 800 | Bellax 800 32-E-8 c/w 1.5kW 6Pole Motor | FM - DONKIN | Centrifab (Pty) Ltd | 0 | 0 | 0 | 1 | 0 | 0 | 0
Bellax500 | Bellax 500 - 20 - C - 8 c/w 2,2KW 2P 220V | FM - DONKIN | Air Speration | 0 | 0 | 0 | 0 | 0 | 0 | 0
Bend System | MULTI BEND SYSTEM 50 R | FM - FABRICATION | Strongman Metal Tools CC | 1 | 1 | 2 | 0 | 0 | 0 | 2
C) | Casings - 400mm Casings to Suit above | FM - IMPELLER | CFW Fans (Pty) Ltd | 0 | 0 | 0 | 3 | 0 | 0 | 0
C1000X500FM | Casing Size 1000diam x 500Long | FM - FABRICATION | GALVAGLOW (PTY) LTD | 1 | 1 | 2 | 1 | 0 | 0 | 1
C315x315 | Casing size 315diamx315 | FM - CASING | CFW Fans (Pty) Ltd | 0 | 0 | 1 | 13 | 0 | 2 | 0
C315x315UG | Casing size 315diamx315-Ungalvanised | FM - CASING | TS TELEKI T/A VENT SYSTEM AND PROJECTS | 2 | 3 | 6 | 6 | 0 | 0 | 0
C400x400 | Casing Size 400diamx400 | FM - CASING | CFW Fans (Pty) Ltd | 0 | 0 | 0 | 11 | 0 | 2 | 0
C400x400UG | Casing Size 400diamx400-Ungalvanised | FM - CASING | TS TELEKI T/A VENT SYSTEM AND PROJECTS | 1 | 1 | 3 | 4 | 0 | 0 | 0
C4324 | 2.0MX1.5MX3.MM KLINGERSIL C4324 |  | Klinger Mzansi (Pty) Ltd | 0 | 0 | 0 | 1 | 0 | 0 | 0
C462x470-B | Casing size 462diamx470 Buffalo | FM - DONKIN | GALVAGLOW (PTY) LTD | 1 | 1 | 2 | 2 | 0 | 0 | 0
C462x470UG-B | Casing size 462diamx470 Buffalo-Ungalvanised | FM - DONKIN | TS TELEKI T/A VENT SYSTEM AND PROJECTS | 1 | 1 | 2 | 2 | 0 | 0 | 0
C500x400 | Casing Size 500diamx400 | FM - CASING | CFW Fans (Pty) Ltd | 0 | 0 | 0 | 10 | 0 | 3 | 0
C500x400UG | Casing Size 500diamx400-Ungalvanised | FM - CASING | TS TELEKI T/A VENT SYSTEM AND PROJECTS | 2 | 3 | 6 | 6 | 0 | 0 | 0
C500x500 | Casing Size 500diamx500 | FM - CASING |  | 1 | 3 | 5 | 3 | 0 | 0 | 2
C500x500UG | Casing Size 500diamx500-Ungalvanised | FM - CASING |  | 0 | 0 | 0 | 0 | 0 | 0 | 0
C560x400 | Casing size 560diamx400 | FM - CASING | GALVAGLOW (PTY) LTD | 1 | 1 | 2 | 3 | 0 | 0 | 0
C560x400UG | Casing size 560diamx400-Ungalvanised | FM - CASING | TS TELEKI T/A VENT SYSTEM AND PROJECTS | 0 | 0 | 1 | 2 | 0 | 0 | 0
C560x500 | Casing size 560diamx500 | FM - CASING | CFW Fans (Pty) Ltd | 0 | 0 | 0 | 1 | 0 | 0 | 0
C560x500UG | Casing size 560diamx500-Ungalvanised | FM - CASING |  | 0 | 0 | 0 | 0 | 0 | 0 | 0
C630x400 | Casing Size 630diamx400 | FM - CASING | GALVAGLOW (PTY) LTD | 1 | 1 | 4 | 5 | 0 | 0 | 0
C630x400UG | Casing Size 630diamx400-Ungalvanised | FM - CASING | TS TELEKI T/A VENT SYSTEM AND PROJECTS | 1 | 1 | 3 | 4 | 0 | 0 | 0
C630x500 | Casing Size 630diamx500 | FM - CASING |  | 1 | 3 | 5 | 3 | 0 | 0 | 2
C630x500UG | Casing Size 630diamx500-Ungalvanised | FM - CASING |  | 0 | 0 | 0 | 0 | 0 | 0 | 0
C710x400 | Casing Size 710diamx400 | FM - CASING | GALVAGLOW (PTY) LTD | 2 | 2 | 7 | 10 | 0 | 0 | 0
C710x400UG | Casing Size 710diamx400-Ungalvanised | FM - CASING | TS TELEKI T/A VENT SYSTEM AND PROJECTS | 1 | 1 | 3 | 4 | 0 | 0 | 0
C710x500 | Casing Size 710diamx500 | FM - CASING |  | 1 | 3 | 5 | 3 | 0 | 0 | 2
C710x500UG | Casing Size 710diamx500-Ungalvanised | FM - CASING |  | 0 | 0 | 0 | 0 | 0 | 0 | 0
C800X500FM | 800 x 500 foot mount Casing | CASING | GALVAGLOW (PTY) LTD | 2 | 2 | 4 | 2 | 0 | 0 | 2
C800x400 | Casing Size 800diamx400 | FM - CASING | GALVAGLOW (PTY) LTD | 2 | 2 | 6 | 7 | 0 | 1 | 0
C800x400UG | Casing Size 800diamx400-Ungalvanised | FM - CASING | TS TELEKI T/A VENT SYSTEM AND PROJECTS | 1 | 1 | 3 | 4 | 0 | 0 | 0
C800x500 | Casing Size 800diamx500 | FM - CASING | CFW Fans (Pty) Ltd | 0 | 0 | 0 | 3 | 0 | 2 | 0
C800x500 FM | Casing Size 800diamx500 Foot Mount | FM - CASING |  | 0 | 0 | 0 | 0 | 0 | 0 | 0
C800x500 FM | Casing Size 800diamx500 Foot Mount-Ungalvanised | FM - CASING |  | 0 | 0 | 0 | 0 | 0 | 0 | 0
C800x500UG | Casing Size 800diamx500-Ungalvanised | FM - CASING |  | 0 | 0 | 0 | 0 | 0 | 0 | 0
C900x400UG | Casing Size 900diamx400-Ungalvanised | FM - CASING |  | 0 | 0 | 0 | 0 | 0 | 0 | 0
C900x500 | Casing Size 900diamx500 | FM - CASING | GALVAGLOW (PTY) LTD | 1 | 1 | 3 | 2 | 0 | 0 | 0
C965x740 | Casing Size 965diam x 740Long | CASING | GALVAGLOW (PTY) LTD | 0 | 0 | 0 | 0 | 0 | 0 | 0
CA/Line/EC | 31 50/60HZ |  |  | 0 | 0 | 0 | 0 | 0 | 0 | 0
CA4 | CA4V - 1' 1/4 | FM - FPZ | Effepizeta | 0 | 0 | 0 | 7 | 0 | 0 | 0
CA5 | CA5V - 1' 1/2 | FM - FPZ | Effepizeta | 0 | 0 | 0 | 19 | 0 | 0 | 0
CA6 | CA6V - 2' | FM - FPZ | Effepizeta | 0 | 1 | 1 | 11 | 0 | 0 | 0
CA8 | CA8 - 3' | FM - FPZ | Effepizeta | 0 | 0 | 0 | 4 | 0 | 0 | 0
CA9 | CA9- 4' | FM - FPZ | Effepizeta | 0 | 0 | 0 | 2 | 0 | 0 | 0
CAMC | CAMC-360-80 B/2 |  |  | 0 | 0 | 0 | 0 | 0 | 0 | 0
CAMC-560 | CAMC-560-160 MA/2 |  |  | 0 | 0 | 0 | 0 | 0 | 0 | 0
CANCOLSPIG150 | CANCOLLAR SPIGOT 150 DIA | FM - WORKS | Advantage Air Africa Pty Ltd | 29 | 40 | 69 | 200 | 0 | 0 | 0
CAP0.14220 | New Capacitor suitable for 60hz 0.1kw 1430rpm 230V | FM - LUCK & KING | Luck and King | 0 | 0 | 0 | 2 | 0 | 0 | 0
CARDBOARD BOX -2 | CARDBOARD BOX STK 2 | FM - WORKS |  | 5 | 15 | 25 | 50 | 0 | 0 | 0
CARDBOARD BOX -4 | CARDBOARD BOX STK 4 | FM - WORKS |  | 5 | 15 | 25 | 24 | 0 | 0 | 0
CARDBOARD BOX -5 | CARDBOARD BOX STK 5 | FM - WORKS |  | 4 | 12 | 20 | 15 | 0 | 0 | 0
CARDBOARD BOX -7 | CARDBOARD BOX STK 7 | FM - WORKS |  | 5 | 15 | 25 | 20 | 0 | 0 | 0
CAS | CAS-248-2T-1.5/INOX-316 230/400V. IE3 |  |  | 0 | 0 | 0 | 0 | 0 | 0 | 0
CAS. | CAS-242-2T-0.5/INOX-316 230/400V |  |  | 0 | 0 | 0 | 0 | 0 | 0 | 0
CAS.. | CAS-242-2T-0.5/INOX-316 230/400V. |  |  | 0 | 0 | 0 | 0 | 0 | 0 | 0
CASB-560-2T-25 | c/w 18.5 kW 4 Pole 380 V (Direct Driven) |  |  | 0 | 0 | 0 | 0 | 0 | 0 | 0
CASB-900 | CASB-900-4T-30/ATEX/3G Ex ec 380/660V./ARR.9 60H |  |  | 0 | 0 | 0 | 0 | 0 | 0 | 0
CCD25 | 250 DIA SQUARE CONSTANT VOLUME DIFFUSER |  |  | 0 | 0 | 0 | 0 | 0 | 0 | 0
CCTV | Camera Replacement |  | AXEGROUP | 0 | 0 | 0 | 1 | 0 | 0 | 0
CDXRT | CDXRT-250-3 230/400V. IE3 |  |  | 0 | 0 | 0 | 0 | 0 | 0 | 0
CE 250 | CE 250 | FM - DONKIN | Luft | 0 | 0 | 0 | 0 | 0 | 0 | 0
CE200 | CE200 | FM - DONKIN | Luft | 0 | 0 | 0 | 0 | 0 | 0 | 0
CF/01 | LCF 56 - 1440rpm - 4 Speed 220V |  |  | 0 | 0 | 0 | 0 | 0 | 0 | 0
CF4 | CF4 - 1' 1/4 | FM - FPZ | Effepizeta | 0 | 0 | 0 | 8 | 0 | 0 | 0
CF5 | CF5 - 1' 1/2 | FM - FPZ | Effepizeta | 0 | 0 | 0 | 11 | 0 | 0 | 0
CF6 | CF6 - 2' | FM - FPZ | Effepizeta | 0 | 0 | 0 | 18 | 0 | 0 | 0
CF8 | CF8 - 3' | FM - FPZ | Effepizeta | 1 | 2 | 3 | 11 | 0 | 0 | 0
CF9 | CF9 - 4' | FM - FPZ | Effepizeta | 2 | 7 | 10 | 14 | 0 | 0 | 0
CFD2.5 | 2.5 Amps Speed Controller | FM - KAYITES | Kayites | 3 | 5 | 8 | 84 | 0 | 0 | 0
CHT | CHT-200-4M 230V. |  |  | 0 | 0 | 0 | 0 | 0 | 0 | 0
CI-100-4T-F-300 | CI-100-4T-F-300 |  |  | 0 | 0 | 0 | 0 | 0 | 0 | 0
CJ77J-DNM12-104-02-M | DENIM WORK JACKET INDIGO M | FM - UNIFORM | Workwear Depot (Pty)Ltd | 1 | 1 | 2 | 2 | 0 | 0 | 0
CJ77J-DNM12-104-03-L | DENIM WORK JACKET INDIGO L | FM - UNIFORM | Workwear Depot (Pty)Ltd | 1 | 1 | 2 | 2 | 0 | 0 | 0
CJ77J-NAVBOT-101-01-S | VERSATEX TWO-TONE WORK JACKET NAVY/BOTTLE S | FM - UNIFORM | Workwear Depot (Pty)Ltd | 0 | 0 | 0 | 1 | 0 | 0 | 0
CJ77J-NAVBOT-101-02-M | VERSATEX TWO-TONE WORK JACKET NAVY/BOTTLE M | FM - UNIFORM | Workwear Depot (Pty)Ltd | 0 | 0 | 0 | 1 | 0 | 0 | 0
CJ77J-NAVBOT-101-04-XL | VERSATEX TWO-TONE WORK JACKET NAVY/BOTTLE XL | FM - UNIFORM | Workwear Depot (Pty)Ltd | 0 | 0 | 0 | 2 | 0 | 0 | 0
CL/PLUS/EC-6035 | Rectangular Fan |  |  | 0 | 0 | 0 | 0 | 0 | 0 | 0
CL/PLUS/EC-7040 | Rectangular Fan |  |  | 0 | 0 | 0 | 0 | 0 | 0 | 0
CLIPS003 | 75mm Galv Filter Clip |  | Filtermac Design ( Pty) Ltd | 5 | 9 | 14 | 64 | 0 | 0 | 0
CMP | CMP 820 2M |  |  | 0 | 0 | 0 | 0 | 0 | 0 | 0
CMP11254T | CMP 1128 4T | FM - SODECA | SODECA | 0 | 0 | 0 | 10 | 0 | 0 | 0
CMRS-400-2T | CMRS-400-2T-5.5 LG270-0-45-90-135-315 | FM - SODECA | SODECA | 0 | 0 | 0 | 0 | 0 | 0 | 0
CMS25 | Vorticent CMS 25/10 T4 0.75KW (1400 CFM) | FM - VORTICE | Vortice | 0 | 0 | 0 | 0 | 0 | 0 | 0
CMS35 | Vorticent CMS 35/14 T4 4KW (4600 CFM) | FM - VORTICE | Vortice | 0 | 0 | 0 | 0 | 0 | 0 | 0
CMV400 | CMVpro 400 P4 PPs Casing & impeller RD 90 Fan c/w 5.5kw 4P 380V |  | Polimatrix SA (Pty) Ltd | 0 | 0 | 0 | 4 | 0 | 0 | 0
CMVpro DD250-250P4 PPs LG 0 | 1.5 kW 4 Pole 220 V |  |  | 0 | 0 | 0 | 0 | 0 | 0 | 0
CN4PC-SS-DAS | Screws & Springs for Combination Set Dasqua | FM - WORKS | SPARES 2000 CC t/a SHARP-RITE | 0 | 0 | 0 | 2 | 0 | 0 | 0
CONT/0350/00960 | MLM 36V Power Supply Unit |  |  | 0 | 0 | 0 | 0 | 0 | 0 | 0
COUNCIL BILLINGG | February Council Billing |  | Stand 231 Alrode South CC | 1 | 1 | 2 | 10 | 0 | 0 | 0
CP77P-DESMBO-201-00-28 | VERSATEX WORK TROUSERS BOTTLE 28 | FM - UNIFORM | Workwear Depot (Pty)Ltd | 0 | 0 | 0 | 1 | 0 | 0 | 0
CP77P-DESMBO-201-00-32 | VERSATEX WORK TROUSERS BOTTLE 32 | FM - UNIFORM | Workwear Depot (Pty)Ltd | 0 | 0 | 0 | 1 | 0 | 0 | 0
CP77P-DESMBO-201-00-44 | VERSATEX WORK TROUSERS BOTTLE 44 | FM - UNIFORM | Workwear Depot (Pty)Ltd | 0 | 0 | 0 | 2 | 0 | 0 | 0
CP77P-DNM12-104-00-32 | DENIM WORK TROUSERS INDIGO 32 | FM - UNIFORM | Workwear Depot (Pty)Ltd | 1 | 1 | 2 | 2 | 0 | 0 | 0
CP77P-DNM12-104-00-38 | DENIM WORK TROUSERS INDIGO 38 | FM - UNIFORM | Workwear Depot (Pty)Ltd | 1 | 1 | 2 | 2 | 0 | 0 | 0
CPV | CPV2045/4T-IE3 | FM - SODECA | SODECA | 0 | 0 | 0 | 0 | 0 | 0 | 0
CPV/ATEX | CPV/ATEX-160-4T/2D EX TB |  |  | 0 | 0 | 0 | 0 | 0 | 0 | 0
CRAD190 | CRAD 190 | FM - KAYITES | Kayites | 0 | 0 | 0 | 0 | 0 | 0 | 0
CRAD225 | CRAD 225 | FM - KAYITES | Kayites | 0 | 0 | 0 | 0 | 0 | 0 | 0
CRAD250 | CRAD 250 | FM - KAYITES | Kayites | 5 | 8 | 13 | 0 | 0 | 0 | 13
CRAD280 | CRAD 280 | FM - KAYITES | Kayites | 0 | 0 | 0 | 0 | 0 | 0 | 0
CRAD355 | CRAD 355 | FM - KAYITES | Kayites | 0 | 0 | 0 | 0 | 0 | 0 | 0
CRAD400 | CRAD 400 | FM - KAYITES | Kayites | 0 | 0 | 0 | 0 | 0 | 0 | 0
CRAD450 | CRAD 450 | FM - KAYITES | Kayites | 1 | 2 | 3 | 0 | 0 | 0 | 3
CRAD500 | CRAD 500 | FM - KAYITES | Kayites | 0 | 0 | 0 | 0 | 0 | 0 | 0
CRAD560 | CRAD 560 | FM - KAYITES | Kayites | 0 | 0 | 0 | 0 | 0 | 0 | 0
CRADIK190 | CRADIK 190 | FM - KAYITES | Kayites | 0 | 0 | 0 | 0 | 0 | 0 | 0
CRADIK225 | CRADIK 225 | FM - KAYITES | Kayites | 0 | 0 | 0 | 0 | 0 | 0 | 0
CRADIK250 | CRADIK 250 | FM - KAYITES | Kayites | 0 | 0 | 0 | 0 | 0 | 0 | 0
CRADIK280 | CRADIK 280 | FM - KAYITES | Kayites | 0 | 0 | 0 | 0 | 0 | 0 | 0
CRADIK355 | CRADIK 355 | FM - KAYITES | Kayites | 0 | 0 | 0 | 0 | 0 | 0 | 0
CRADIK400 | CRADIK 400 | FM - KAYITES | Kayites | 0 | 0 | 0 | 0 | 0 | 0 | 0
CRADIK450 | CRADIK 450 | FM - KAYITES | Kayites | 0 | 0 | 0 | 0 | 0 | 0 | 0
CRADIK500 | CRADIK 500 | FM - KAYITES | Kayites | 0 | 0 | 0 | 0 | 0 | 0 | 0
CRADIK560 | CRADIK 560 | FM - KAYITES | Kayites | 0 | 0 | 0 | 0 | 0 | 0 | 0
CSH1000x1.5 | Copper Sheet (2000x1000x1.5mm) |  | Gold Circle Metals | 0 | 0 | 0 | 2 | 0 | 0 | 0
CT1.50X4BK | CABTYRE 1,5MM2 4 CORE BLACK | FM - WORKS | Alvern Cables (Pty) Ltd | 0 | 0 | 0 | 100 | 0 | 0 | 0
CT2.50X4BK | CABTYRE 2,5MM2 4CORE - BLACK | FM - WORKS | Alvern Cables (Pty) Ltd | 3 | 8 | 13 | 100 | 0 | 0 | 0
CTA/01 | Attenuator 150x600mm |  |  | 0 | 0 | 0 | 0 | 0 | 0 | 0
CTA/02 | Attenuator 150x600mm |  |  | 0 | 0 | 0 | 0 | 0 | 0 | 0
CTERM-CAP | Casing Terminal Cap | FM - CASING |  | 17 | 50 | 83 | 28 | 0 | 24 | 31
CTF - 60 | c/w 1.8kW 4Pole 220v |  |  | 0 | 0 | 0 | 0 | 0 | 0 | 0
CTF - 80 | CTF-80 c/w 2.2kW 960rpm 220v |  |  | 0 | 0 | 0 | 0 | 0 | 0 | 0
CTF-40 | CTF-40 c/w 1.1kw 2990rpm 380V |  |  | 0 | 0 | 0 | 0 | 0 | 0 | 0
CTF-50 | c/w 1.1kW 4Pole 220v |  |  | 0 | 0 | 0 | 0 | 0 | 0 | 0
CTerm-Cap | Casing Terminal Cap | FM - DONKIN | GALVAGLOW (PTY) LTD | 10 | 10 | 20 | 21 | 0 | 0 | 0
CUB100 | CUB 100 | FM - KAYITES | Kayites | 0 | 0 | 0 | 2 | 0 | 0 | 0
CUB125 | CUB 125 | FM - KAYITES | Kayites | 0 | 0 | 0 | 0 | 0 | 0 | 0
CUB150 | CUB 150 | FM - KAYITES | Kayites | 0 | 0 | 0 | 2 | 0 | 0 | 0
CUB160 | CUB 160 | FM - KAYITES | Kayites | 0 | 0 | 0 | 0 | 0 | 0 | 0
CUB200 | CUB 200 | FM - KAYITES | Kayites | 0 | 0 | 0 | 0 | 0 | 0 | 0
CUB250 | CUB 250 | FM - KAYITES | Kayites | 0 | 0 | 0 | 0 | 0 | 0 | 0
CUB315 | CUB 315 | FM - KAYITES | Kayites | 0 | 0 | 0 | 4 | 0 | 0 | 0
CUB355 | CUB 355 | FM - KAYITES | Kayites | 0 | 0 | 0 | 2 | 0 | 0 | 0
CUB400 | CUB 400 | FM - KAYITES | Kayites | 0 | 0 | 0 | 0 | 0 | 0 | 0
CUB450 | CUB 450 | FM - KAYITES | Kayites | 0 | 0 | 0 | 0 | 0 | 0 | 0
CUB500 | CUB 500 | FM - KAYITES | Kayites | 0 | 0 | 0 | 0 | 0 | 0 | 0
CUB560 | CUB 560 | FM - KAYITES | Kayites | 0 | 0 | 0 | 0 | 0 | 0 | 0
CZ200C | Neoprene Clamp - 200mm |  |  | 0 | 0 | 0 | 0 | 0 | 0 | 0
CZ315C | Neoprene Clamp 315 |  |  | 0 | 0 | 0 | 0 | 0 | 0 | 0
Callout | Callout | FM - MACHINERY | Downside Projects | 3 | 4 | 7 | 3 | 0 | 0 | 4
Centrifugal Fan | 280 CM BCC DIDW CENTRIFUGAL FAN |  |  | 0 | 0 | 0 | 0 | 0 | 0 | 0
Company Car | Mahindra 1.2T MX2 A/T | Accessories | Egoli Auto (Pty) Ltd t/a Mahindra JHB South | 0 | 0 | 0 | 2 | 0 | 0 | 0
Compile | Report |  | TDCM Engineering cc | 0 | 0 | 0 | 0 | 0 | 0 | 0
Control Panel | For 7-off Fans |  |  | 0 | 0 | 0 | 0 | 0 | 0 | 0
Counter-Flanges | DDM 10/10 | FM - DONKIN | Attenu-Tec | 1 | 2 | 3 | 0 | 0 | 0 | 3
Crates | Wooden crates | FM - DONKIN | Air Speration | 0 | 0 | 0 | 5 | 0 | 0 | 0
Cutting Disc | Cutting Disc - 4.5inch x 1.5mm | FM - WORKS |  | 1 | 2 | 3 | 0 | 0 | 0 | 3
D) | Casings - 315mm Casing to Suit Above | FM - IMPELLER | CFW Fans (Pty) Ltd | 1 | 1 | 2 | 13 | 0 | 0 | 0
D100000 | UV250/1/6/F | FM - MOTORS | ACTOM | 17 | 26 | 43 | 61 | 0 | 0 | 0
D100001 | CMP-1128-4T | FM - SODECA | SODECA | 2 | 3 | 5 | 15 | 0 | 0 | 0
D100002 | HAT-28-4M | FM - SODECA | SODECA | 1 | 1 | 2 | 3 | 0 | 0 | 0
D100003 | HAT-35-4T | FM - SODECA | SODECA | 1 | 1 | 2 | 2 | 0 | 0 | 0
D100004 | HAT-35-2M | FM - SODECA | SODECA | 0 | 0 | 0 | 1 | 0 | 0 | 0
D100005 | CAM-550-2T 5.5 | FM - SODECA | SODECA | 0 | 0 | 0 | 0 | 0 | 0 | 0
D100006 | HJBM PLUS 45 - T4 0.55KW | FM - SODECA | SODECA | 0 | 0 | 0 | 0 | 0 | 0 | 0
D100007 | HJBM 40 M4 0.25 | FM - SODECA | SODECA | 0 | 0 | 0 | 0 | 0 | 0 | 0
D100008 | HJBM 50 T4 0.55 | FM - SODECA | SODECA | 0 | 0 | 0 | 1 | 0 | 0 | 0
D100009 | CA/LINE 355 220-240V | FM - SODECA | SODECA | 0 | 0 | 0 | 0 | 0 | 0 | 0
D100010 | VKAP 100 LD 3.0 | FM - SODECA | SODECA | 0 | 0 | 0 | 1 | 0 | 0 | 0
D100011 | SV-150-H | FM - SODECA | SODECA | 1 | 1 | 2 | 7 | 0 | 0 | 0
D100012 | HAT-24-4M | FM - SODECA | SODECA | 0 | 0 | 0 | 3 | 0 | 0 | 0
D100013 | CA-LINE-12 | FM - SODECA | SODECA | 0 | 0 | 0 | 6 | 0 | 0 | 0
D100014 | CA-LINE-15 | FM - SODECA | SODECA | 0 | 0 | 0 | 7 | 0 | 0 | 0
D100015 | CA-LINE-20 | FM - SODECA | SODECA | 0 | 0 | 0 | 4 | 0 | 0 | 0
D100016 | NEOSILENT 200 | FM - SODECA | SODECA | 0 | 0 | 0 | 7 | 0 | 0 | 0
D100017 | NEOSILENT 150 | FM - SODECA | SODECA | 0 | 0 | 0 | 2 | 0 | 0 | 0
D100018 | CA-160-2T-2 | FM - SODECA | SODECA | 2 | 2 | 4 | 21 | 0 | 0 | 0
D100019 | BD 9/9 - M4 0.35KW 230V - 500HZ STC | FM - NICOTRA | Nicotra | 0 | 0 | 0 | 7 | 0 | 0 | 0
D100020 | DDM 9/9 6P | FM - NICOTRA | Nicotra | 0 | 0 | 0 | 2 | 0 | 0 | 0
D100021 | DDM 10/8 245W 230V 6P 6M0648 | FM - NICOTRA | Nicotra | 0 | 0 | 0 | 10 | 0 | 0 | 0
D100022 | DDM 10/8 600KW 6N 0220/01 | FM - NICOTRA | Nicotra | 0 | 0 | 0 | 1 | 0 | 0 | 0
D100023 | BD 12/12 T6 1.1KW 230V/400 50HZ LPC | FM - NICOTRA | Nicotra | 0 | 0 | 0 | 0 | 0 | 0 | 0
D100024 | BD 12/9 M6 0.76KW 230V/58HZ STC | FM - NICOTRA | Nicotra | 0 | 0 | 0 | 2 | 0 | 0 | 0
D100025 | BD 15/15 T6 2.2KW 230/400V | FM - NICOTRA | Nicotra | 0 | 0 | 0 | 4 | 0 | 0 | 0
D100026 | MBP 35 2.2KW 380V | FM - NICOTRA | Nicotra | 0 | 0 | 0 | 3 | 0 | 0 | 0
D100027 | CDC 125A | FM - OSTBERG | Ostberg | 0 | 0 | 0 | 15 | 0 | 0 | 0
D100028 | CDC 150B | FM - OSTBERG | Ostberg | 0 | 0 | 0 | 5 | 0 | 0 | 0
D100030 | SCLK03 MS-055-3 | FM - FPZ |  | 0 | 0 | 0 | 2 | 0 | 0 | 0
D100031 | SCLK08 R-MD-75KW | FM - FPZ |  | 0 | 0 | 0 | 1 | 0 | 0 | 0
D100032 | FPZ FLEXIBLE SLEEVE | FM - FPZ |  | 0 | 0 | 0 | 2 | 0 | 0 | 0
D100033 | 25 FA 5 | FM - FPZ |  | 0 | 0 | 0 | 5 | 0 | 0 | 0
D100034 | 25 FA 6 | FM - FPZ |  | 0 | 0 | 0 | 5 | 0 | 0 | 0
D100035 | 25 FA 8 | FM - FPZ |  | 0 | 0 | 0 | 7 | 0 | 0 | 0
D100036 | 25 FLS | FM - FPZ |  | 0 | 0 | 0 | 1 | 0 | 0 | 0
D100037 | 25 FL5 | FM - FPZ |  | 0 | 0 | 0 | 1 | 0 | 0 | 0
D100038 | 25 FL6 | FM - FPZ |  | 0 | 0 | 0 | 1 | 0 | 0 | 0
D100039 | CONTROL UNIT | FM - FPZ | ACTOM | 16 | 29 | 45 | 138.9 | 0 | 0 | 0
D100039 - D31689 | 500 Impeller |  |  | 0 | 0 | 0 | 7 | 0 | 0 | 0
D100039 - D31713 | 560 Impeller |  |  | 0 | 0 | 0 | 3 | 0 | 0 | 0
D100040 | PS-1-300 SPEED CONTROL | FM - DONKIN |  | 0 | 0 | 0 | 9 | 0 | 0 | 0
D100041 | RS-4-O-PS SPEED CONTROL | FM - DONKIN |  | 0 | 0 | 0 | 16 | 0 | 0 | 0
D100042 | RS-3-0-TA SPEED CONTROL | FM - DONKIN |  | 0 | 0 | 0 | 6 | 0 | 0 | 0
D100043 | R-1/010 SPEED CONTROL | FM - DONKIN |  | 0 | 0 | 0 | 32 | 0 | 0 | 0
D100044 | MKM 3 MOUNTING BOX | FM - DONKIN |  | 0 | 0 | 0 | 84 | 0 | 0 | 0
D100045 | MKV 2 MOUNTING BOX | FM - DONKIN |  | 0 | 0 | 0 | 12 | 0 | 0 | 0
D100046 | Q150 QUIET LINE | FM - DONKIN |  | 0 | 0 | 0 | 3 | 0 | 0 | 0
D100047 | R510.0TA SPEED CONTROL | FM - DONKIN |  | 0 | 0 | 0 | 8 | 0 | 0 | 0
D100048 | R55.0 SPEED CONTROL | FM - DONKIN |  | 0 | 0 | 0 | 8 | 0 | 0 | 0
D100049 | TM-1.5N SENSOR | FM - DONKIN |  | 0 | 0 | 0 | 3 | 0 | 0 | 0
D100050 | P2-10 SPEED CONTROL | FM - DONKIN |  | 0 | 0 | 0 | 24 | 0 | 0 | 0
D100051 | VFED-400-TA SPEED CONTROL | FM - DONKIN |  | 0 | 0 | 0 | 1 | 0 | 0 | 0
D100052 | CHANNEL FILTERS | FM - DONKIN |  | 0 | 0 | 0 | 22 | 0 | 0 | 0
D100053 | PRESSURE VALVES | FM - DONKIN |  | 0 | 0 | 0 | 5 | 0 | 0 | 0
D100054 | PRESSURE VALVES | FM - DONKIN |  | 0 | 0 | 0 | 10 | 0 | 0 | 0
D100055 | RELIEF VALVES | FM - DONKIN |  | 0 | 0 | 0 | 1 | 0 | 0 | 0
D100056 | KSB 200 BOX FAN | FM - DONKIN |  | 0 | 0 | 0 | 0 | 0 | 0 | 0
D100057 | KSB 150 BOX FAN | FM - DONKIN |  | 0 | 0 | 0 | 6 | 0 | 0 | 0
D100058 | KSB 250 BOX FAN | FM - DONKIN |  | 0 | 0 | 0 | 13 | 0 | 0 | 0
D100059 | TT SILENT M250 | FM - DONKIN |  | 0 | 0 | 0 | 3 | 0 | 0 | 0
D100060 | TT SILENT M125 | FM - DONKIN |  | 0 | 0 | 0 | 160 | 0 | 0 | 0
D100061 | VKV4E450 ROOF FAN | FM - DONKIN |  | 0 | 0 | 0 | 2 | 0 | 0 | 0
D100062 | VKV4E355 ROOF FAN | FM - DONKIN |  | 0 | 0 | 0 | 2 | 0 | 0 | 0
D100063 | TT SILENT - M-100 | FM - DONKIN |  | 0 | 0 | 0 | 4 | 0 | 0 | 0
D100064 | TT PRO 100 | FM - DONKIN |  | 0 | 0 | 0 | 8 | 0 | 0 | 0
D100065 | TT PRO 125 | FM - DONKIN |  | 0 | 0 | 0 | 6 | 0 | 0 | 0
D100066 | TT PRO 150 | FM - DONKIN |  | 0 | 0 | 0 | 7 | 0 | 0 | 0
D100067 | TT PRO 160 | FM - DONKIN |  | 0 | 0 | 0 | 4 | 0 | 0 | 0
D100068 | TT PRO 200 | FM - DONKIN |  | 0 | 0 | 0 | 1 | 0 | 0 | 0
D100069 | VP 150K | FM - DONKIN |  | 0 | 0 | 0 | 10 | 0 | 0 | 0
D100070 | VP 100K | FM - DONKIN |  | 0 | 0 | 0 | 18 | 0 | 0 | 0
D100071 | VP 125K | FM - DONKIN |  | 0 | 0 | 0 | 13 | 0 | 0 | 0
D100072 | MOTOR | FM - VORTICE |  | 0 | 0 | 0 | 16 | 0 | 0 | 0
D100073 | CE250BB |  |  | 0 | 0 | 0 | 0 | 0 | 0 | 0
D100074 | RM 220/1/50 Speed Controller |  |  | 0 | 0 | 0 | 10 | 0 | 0 | 0
D10075 | Lineo 125 Kit |  |  | 0 | 0 | 0 | 7 | 0 | 0 | 0
D4E180 | CA02-02 50/60Hz 230V |  | Ebmpapst | 1 | 1 | 2 | 0 | 0 | 0 | 2
DAXIS200 | DAXIS 200 | FM - KAYITES | Kayites | 0 | 0 | 0 | 0 | 0 | 0 | 0
DAXIS250 | DAXIS 250 | FM - KAYITES | Kayites | 0 | 0 | 0 | 0 | 0 | 0 | 0
DAXIS300 | DAXIS 300 | FM - KAYITES | Kayites | 0 | 0 | 0 | 0 | 0 | 0 | 0
DAXIS350 | DAXIS 350 | FM - KAYITES | Kayites | 0 | 0 | 0 | 0 | 0 | 0 | 0
DD250 | CMVpro DD250-250P4 PPs LG 0 Fan, 380 Volt, 1.5 kW IE1 Standard Efficiency Motor @ 1400 rpm |  |  | 0 | 0 | 0 | 0 | 0 | 0 | 0
DD315 | CMVpro DD315-315P4 PPs LG 0 Fan, 380 Volt, 2,2 kW IE1 Standard Efficiency Motor @ 1400 rpm |  |  | 0 | 0 | 0 | 0 | 0 | 0 | 0
DD400 | CMVeco DD400-400P4 PPs LG 0 Fan, 380 Volt, 5,5 kW IE1 Standard Efficiency Motor @ 1400 rpm |  |  | 0 | 0 | 0 | 0 | 0 | 0 | 0
DMP - VCDQK | VC DAMPER WITH QUADRANT KIT 150*150 |  |  | 0 | 0 | 0 | 130 | 0 | 0 | 0
DPF95%/600/600/300 | DISPOSABLE POCKET FILTER 95% |  |  | 0 | 0 | 0 | 0 | 0 | 0 | 0
DPF95%/600/600/600 | DISPOSABLE POCKET FILTER 95% |  |  | 0 | 0 | 0 | 0 | 0 | 0 | 0
DPF95%/CUSTOM | DISPOSABLE POCKET FILTER 95% 600MM X 270MM X 300MM |  |  | 0 | 0 | 0 | 0 | 0 | 0 | 0
DPF95%/CUSTOM. | DISPOSABLE POCKET FILTER 95% 600MM X 270MM X 600MM |  |  | 0 | 0 | 0 | 0 | 0 | 0 | 0
DREC450 | DREC 450 | FM - KAYITES |  | 0 | 0 | 0 | 1 | 0 | 0 | 0
DRG4030 | DOOR GRILLE 400/300 NS NA |  |  | 0 | 0 | 0 | 0 | 0 | 0 | 0
DRG4040 | DOOR GRILLE 400/400 NS NA |  |  | 0 | 0 | 0 | 0 | 0 | 0 | 0
DRILL BIT - 3MM | Drill bit 3mm HSS | FM - WORKS |  | 2 | 6 | 10 | 10 | 0 | 0 | 0
DRILL BIT - 4MM | Drill bit 4mm HSS | FM - WORKS |  | 2 | 6 | 10 | 10 | 0 | 0 | 0
DRILL BIT - 5MM | Drill bit 5mm HSS | FM - WORKS |  | 2 | 6 | 10 | 10 | 0 | 0 | 0
DRILL BIT - 6MM | Drill bit 6mm HSS | FM - WORKS |  | 2 | 6 | 10 | 10 | 0 | 0 | 0
DRILL BIT - SET (5pc) | DRILL SET HSS (2.3.4.5.6) 5PC | CONSUMABLES |  | 0 | 0 | 0 | 3 | 0 | 0 | 0
DTG/01 | DRG 300x150 Mill c/w Powder Coating |  |  | 0 | 0 | 0 | 0 | 0 | 0 | 0
Delivery - | Delivery |  |  | 0 | 0 | 0 | 0 | 0 | 0 | 0
Disc Valve | 100 Diam | Accessories |  | 0 | 0 | 0 | 0 | 0 | 0 | 0
Duct | 10 Meter Spiral Flexible Ducting |  | AF Fans CC | 0 | 0 | 0 | 5 | 0 | 0 | 0
E) | Brackets - sets motor mounting brackets (threaded rod) | FM - IMPELLER | CFW Fans (Pty) Ltd | 0 | 0 | 0 | 3 | 0 | 0 | 0
E01-FAN1 | Torrette TR-A 450 T4 2.2KW ATEX ZONE 1 - Explosion Proof Roof Top Exhaust Fan |  |  | 0 | 0 | 0 | 0 | 0 | 0 | 0
E01-FAN2 | TORRETTE TR-A 355 T4 0.55KW ATEX Zone 1 - Explosion Proof Roof Top Exhaust Fan |  |  | 0 | 0 | 0 | 0 | 0 | 0 | 0
E01-FAN3 | ENKEL QBK 190 EC - Cassette Type Exhaust Fan |  |  | 0 | 0 | 0 | 0 | 0 | 0 | 0
E01-FAN4 | CA 150 MD E RF - Roof Top Exhaust Fan |  |  | 0 | 0 | 0 | 0 | 0 | 0 | 0
E01-FAN5 | A-E 354 T - Wall Mounted Exhaust Fan |  |  | 0 | 0 | 0 | 0 | 0 | 0 | 0
E01-FAN6 | A-E 304 T - Wall Mounted Exhaust Fan |  |  | 0 | 0 | 0 | 0 | 0 | 0 | 0
E07TD GOR X M.E | 7.5-9 KW SIZE 132- B5 |  |  | 0 | 0 | 0 | 0 | 0 | 0 | 0
E09TD GOR X M.E | 18.5-22kw Size 160-B5 |  |  | 0 | 0 | 0 | 0 | 0 | 0 | 0
E1006999 | BD-140 / INOX 316 - Inlet Transition | FM - SODECA | SODECA | 0 | 0 | 0 | 0 | 0 | 0 | 0
E1007790 | CHT-630-6T/ATEX/2D Ex tb 230/400V. |  |  | 0 | 0 | 0 | 0 | 0 | 0 | 0
E1010596 | CAS 254 - 2T - 3 c/w 2.2kw 2Pole 220V-3Ph Motor |  |  | 0 | 0 | 0 | 0 | 0 | 0 | 0
E1012489 | CMP-514-2T UL/CSA 480V. 60Hz | FM - SODECA | SODECA | 0 | 0 | 0 | 0 | 0 | 0 | 0
E1029657 | CMR/R-1240-4T/ATEX/2G/D EX DB TB/INOX-316 T1 for 250 degree Celsius | Sodeca |  | 0 | 0 | 0 | 0 | 0 | 0 | 0
E1098100 | CMRS-710-4T-20/ALL |  |  | 0 | 0 | 0 | 0 | 0 | 0 | 0
E1098105 | CMRS-800-6T-7.5/ALL |  |  | 0 | 0 | 0 | 0 | 0 | 0 | 0
E1122845 | THT/CL-125-6/12T/9-10-F-400 400V. |  |  | 0 | 0 | 0 | 0 | 0 | 0 | 0
E1283492 | CAAE-900/A-2T-15 400/690V 50HZ IE3 RD90 | Sodeca |  | 0 | 0 | 0 | 0 | 0 | 0 | 0
E1350433 | HCT/EC-45-2T-2 400V. 50/60Hz. IE5 | FM - SODECA | SODECA | 0 | 0 | 0 | 1 | 0 | 0 | 0
EAF 06 | 3040 l/s @ 300Pa |  |  | 0 | 0 | 0 | 0 | 0 | 0 | 0
EAF 06. | 3040 l/s @ 300Pa (Set 710 Blades to 20 Degree) |  |  | 0 | 0 | 0 | 0 | 0 | 0 | 0
ECO100220 | Bubble Wrap - 1250mm x 100mm | FM - WORKS | Econopak CC | 0 | 0 | 0 | 4 | 0 | 0 | 0
EG/01 | Disc Valve |  |  | 0 | 0 | 0 | 0 | 0 | 0 | 0
EG/02 | 4 way Ceiling Diffuser |  |  | 0 | 0 | 0 | 0 | 0 | 0 | 0
EML2303033 | 5.5kw 4P 400V/690V B3T 132S IE1 Motor | FM - MOTORS | WEG South Africa | 0 | 0 | 0 | 2 | 0 | 0 | 0
ENGINE-001 | Engineering Services - 3D Scanning, Modelling of a Fan Blade and Hub | FM - FAN BLADE MODELLING | Holt Consulting Engineers | 0 | 0 | 0 | 0.5 | 0 | 0 | 0
ESD-220V | Smoke Damper & 220v Actuator |  |  | 0 | 0 | 0 | 0 | 0 | 0 | 0
ESD-24V | Smoke Damper & 24v Actuator |  |  | 0 | 0 | 0 | 0 | 0 | 0 | 0
EUA1152MM | Eurotherm A1 152mm - 10M |  | HVAC DISTRIBUTORS (PTY) LTD | 3 | 4 | 7 | 24 | 0 | 0 | 0
EVC-JH168 | Evaporative Air Cooler: 220V, 380W, 3 Speed, 8000m3/hr, 80Pa |  | AF Fans CC | 0 | 0 | 0 | 4 | 0 | 0 | 0
EVM100 | 100MM METAL EXTRACT VALVE | FM - WORKS | Advantage Air Africa Pty Ltd | 16 | 42 | 58 | 18 | 0 | 0 | 40
EVM200 | 200MM METAL EXTRACT VALVE |  |  | 0 | 0 | 0 | 0 | 0 | 0 | 0
Electric Motor | 5.5 kW 4 Pole 380 V (Foot Mount) Standard Motor |  |  | 0 | 0 | 0 | 0 | 0 | 0 | 0
F) | Brackets - set motor mounting bracket (threaded rod) | FM - IMPELLER | CFW Fans (Pty) Ltd | 0 | 0 | 0 | 1 | 0 | 0 | 0
F6942 Filter | Donkin Fan Filter F6942 Set | FM - DONKIN |  | 0 | 0 | 0 | 0 | 0 | 0 | 0
FA 400 | FAC 400/3/4 |  |  | 0 | 0 | 0 | 0 | 0 | 0 | 0
FA6 | FA6 |  |  | 0 | 0 | 0 | 0 | 0 | 0 | 0
FA8 | FA8 |  |  | 0 | 0 | 0 | 0 | 0 | 0 | 0
FAN QCP | Data Book |  |  | 0 | 0 | 0 | 0 | 0 | 0 | 0
FB | Filter box, wall sleeve and flashing |  | Intervent-Universal (Pty) Ltd | 0 | 0 | 0 | 3 | 0 | 0 | 0
FBar-50x8mm-6M | Flat Bar CQ 50x8mm 6M | CASING | NJR STEEL - ALRODE (PTY) LTD | 2 | 2 | 4 | 2 | 0 | 0 | 2
FCC 21/1 | c/w 0.55 kW 6 Pole 380 V Motor |  |  | 0 | 0 | 0 | 0 | 0 | 0 | 0
FD40 | Floor Fan |  |  | 0 | 0 | 0 | 0 | 0 | 0 | 0
FILTERSS | RIGID POC FILTERS |  |  | 0 | 0 | 0 | 0 | 0 | 0 | 0
FL4 | FL4 - 1' 1/4 | FM - FPZ | Effepizeta | 0 | 0 | 0 | 4 | 0 | 0 | 0
FL5 | FL5 - 1' 1/2 | FM - FPZ | Effepizeta | 0 | 0 | 0 | 16 | 0 | 0 | 0
FL6 | FL6 - 2' | FM - FPZ | Effepizeta | 1 | 3 | 4 | 21 | 0 | 0 | 0
FL8 | FL8 - 3' | FM - FPZ | Effepizeta | 1 | 2 | 3 | 24 | 0 | 0 | 0
FL9 | FL9 - 4 Intake Filter | FM - FPZ | Effepizeta | 1 | 2 | 3 | 28 | 0 | 0 | 0
FLEX-W/FRAME | WELDING FRAME H=2m x W=3m, Galvanised steel frame (25x25 square tube) | FM - FABRICATION | Fischli + Fuhrmann | 0 | 0 | 0 | 3 | 0 | 0 | 0
FM - 004 | 2940 rpm SANS 60079-15 |  |  | 0 | 0 | 0 | 2 | 0 | 0 | 0
FM - EXPORT | GOODS DELIVERED |  |  | 0 | 0 | 0 | 11 | 0 | 0 | 0
FM - IMPORTS | STOCK RECEIVED |  |  | 0 | 0 | 0 | 67 | 0 | 0 | 0
FM - IMPORTS VAT | IMPORT OUTPUT VAT |  |  | 0 | 0 | 0 | 67 | 0 | 0 | 0
FM - Inspection | Charges SGS |  |  | 0 | 0 | 0 | 0 | 0 | 0 | 0
FM - PRINTER | PRINTER COPIES |  |  | 0 | 0 | 0 | 1 | 0 | 0 | 0
FM- 003 | 7.5kW Stator Rewind to 525V | FM - LUCK & KING | Luck and King | 0 | 0 | 0 | 2 | 0 | 0 | 0
FMX5000302 | Fumax 500.20.C.8.300.2.3 c/w 3 kW 2 Pole 380V |  |  | 0 | 0 | 0 | 0 | 0 | 0 | 0
FMX900 | Fumax 900 |  |  | 0 | 0 | 0 | 0 | 0 | 0 | 0
FR500A-4T-4.0G/5.5P-H | 4.0KW 380V 9.5A |  | Drive Dynamics (Pty) Ltd | 0 | 0 | 0 | 1 | 0 | 0 | 0
FRK-25 | DUCT WRAP 10m X 1200 X 25 X 23 FRK (silver) | FM - WORKS | Advantage Air Africa Pty Ltd | 1 | 1 | 2 | 3 | 0 | 0 | 0
FS C.25A | Fan Speed Controller |  |  | 0 | 0 | 0 | 0 | 0 | 0 | 0
FT4001502 | Funmax 400 15.D.8 c/w 1.5kw 2P 380 V Motor | FM - DONKIN |  | 0 | 0 | 0 | 0 | 0 | 0 | 0
FT7101104 | Funmax 710 20.D.8 c/w 1.1kw 4P 380 V Motor | FM - DONKIN | Centrifab (Pty) Ltd | 0 | 1 | 1 | 6 | 0 | 0 | 0
FT8003004 | Fumax 800.32.E.8.300.4.3 c/w 3 kW 4 Pole 380V | FM - DONKIN | Air Speration | 0 | 0 | 0 | 1 | 0 | 0 | 0
FUMAX | FUMAX 1000.32.F.8 c/w 15KW 4P 380V |  |  | 0 | 0 | 0 | 0 | 0 | 0 | 0
FUMAX 500 | FUMAX 500.20.C.8 c/w 0.37KW 4P 380V |  |  | 0 | 0 | 0 | 0 | 0 | 0 | 0
FUMAX105X105 | UV print onto alu plates (105mm x105mm) block cut | FM - WORKS | HC Soekoe CC | 12 | 13 | 26 | 50 | 0 | 0 | 0
FUMAX40X65 | UV print onto alu plates (40mm x65mm) block cut | FM - WORKS | HC Soekoe CC | 12 | 13 | 26 | 50 | 0 | 0 | 0
FUMAX630 | Fumax 630.20.D.8 c/w 1.5 kw 4P 380V |  |  | 0 | 0 | 0 | 0 | 0 | 0 | 0
FUMAX710 | Fumax 710.20.D c/w 3kw 4P 380V |  |  | 0 | 0 | 0 | 0 | 0 | 0 | 0
FUMAX900 | Fumax 900.32.4.E.4 c/w5.5kw 4P 380V |  |  | 0 | 0 | 0 | 0 | 0 | 0 | 0
Fan Redusor | Fan Size to 260 X 260 mm |  |  | 0 | 0 | 0 | 0 | 0 | 0 | 0
Fan Screen | 500mm Dia |  |  | 0 | 0 | 0 | 0 | 0 | 0 | 0
Fan Testing | Service Engineer x1 |  | TDCM Engineering cc | 0 | 0 | 0 | 0 | 0 | 0 | 0
Fiber Laser | Mini Desktop Fibre Laser - Mini Desktop Fibre Laser Marking Machine |  | Tech Up 3D | 0 | 0 | 0 | 0 | 0 | 0 | 0
Fumax 1000.32.F.8.1100.4.3 | c/w 11 kW 4 Pole 380 V Motor |  |  | 0 | 0 | 0 | 0 | 0 | 0 | 0
Fumax 1000.32.F.8.1500.4.3 | c/w 15 kW 4 Pole 380 V Motor |  |  | 0 | 0 | 0 | 0 | 0 | 0 | 0
Fumax 1000.32.F.8.1850.4.3 | c/w 18.5 kW 4 Pole 400 V Motor | FM - DONKIN | Air Speration | 0 | 0 | 0 | 0 | 0 | 0 | 0
Fumax 10007504 | 1000 32.F.8 c/w 7.5kW 4 Pole 380V | FM - DONKIN | Centrifab (Pty) Ltd | 4 | 11 | 15 | 8 | 0 | 0 | 7
Fumax 1250 50.H.6 | 5.5kW 4Pole 380V |  |  | 0 | 0 | 0 | 0 | 0 | 0 | 0
Fumax 500 20.C.8 | c/w 2.2kW 4 Pole 380 V |  |  | 0 | 0 | 0 | 0 | 0 | 0 | 0
Fumax 560 | Fumax 560.20.D.8 C/W 3KW 2P 380V | FM - DONKIN | Centrifab (Pty) Ltd | 1 | 2 | 3 | 0 | 0 | 0 | 3
Fumax 630 | Fumax 630 | FM - DONKIN | Centrifab (Pty) Ltd | 0 | 0 | 0 | 4 | 0 | 0 | 0
Fumax 6300754 | 630 20.D.8 c/w 0.75 kW 4 Pole 380V |  |  | 0 | 0 | 0 | 0 | 0 | 0 | 0
Fumax 710.20.D.8.0220.4.3 | c/w 2.2 kW 4 Pole 380 V Motor | FM - DONKIN | Centrifab (Pty) Ltd | 0 | 0 | 0 | 0 | 0 | 0 | 0
Fumax 800.32.E.8.0400.4.3 | c/w 4 kW 4 Pole 380 V Motor | FM - DONKIN | Centrifab (Pty) Ltd | 0 | 0 | 0 | 0 | 0 | 0 | 0
Fumax 8004004 | 800 32.F.8 c/w 4 kW 4 Pole 380V | FM - DONKIN | Centrifab (Pty) Ltd | 2 | 6 | 8 | 0 | 0 | 0 | 8
Fumax 900 32.E.8 | c/w 4 kW 4 Pole 380 V |  |  | 0 | 0 | 0 | 0 | 0 | 0 | 0
Fumax 900.20.E.8.0550.4.3 | c/w 5.5 kW 4 Pole 380 V | FM - DONKIN | Centrifab (Pty) Ltd | 1 | 2 | 3 | 7 | 0 | 0 | 0
Fumax 900.20.E.8.0750.4.3 | c/w 7.7 kW 4 Pole 380 V Motor | FM - DONKIN | Centrifab (Pty) Ltd | 0 | 0 | 0 | 1 | 0 | 0 | 0
Fumax-2 400 15.B.8 | 1.5 kW 4 Pole 220 V |  |  | 0 | 0 | 0 | 0 | 0 | 0 | 0
Fumax400 | Fumax 4000.15.B.4 C/W 1.5KW 2P 380V | FM - DONKIN | Centrifab (Pty) Ltd | 1 | 3 | 4 | 0 | 0 | 0 | 4
Fumex 1250.50.H.6.0220.4.3 | c/w 22 kW 4 Pole 380 V Motor |  |  | 0 | 0 | 0 | 0 | 0 | 0 | 0
G023 | GLOVES 2.5 GREEN WRIST | CONSUMABLES | INTROWELD CC | 2 | 2 | 4 | 6 | 0 | 0 | 0
G028 | 8 RED HEAT RESISTANT GLOVES | CONSUMABLES | INTROWELD CC | 2 | 3 | 5 | 2 | 0 | 0 | 3
G2E180EH0301 | 220V SI Centrifugal Fan |  | Ebmpapst | 1 | 1 | 2 | 12 | 0 | 0 | 0
GALV-TERMINAL CAP | TERMINAL CAP | FM - CASING | GALVAGLOW (PTY) LTD | 30 | 33 | 63 | 30 | 0 | 0 | 33
GALVANISING | Galvanizing General 11 X FAN CASING | FM - CASING | GALVAGLOW (PTY) LTD | 552 | 740 | 1292 | 11038.05 | 0 | 0 | 0
GAS001 | Rolls Gasketing |  | Filtermac Design ( Pty) Ltd | 0 | 0 | 0 | 4 | 0 | 0 | 0
GL5 | 380V Extraction & Ventilation 380V, 0.55kW 1430rpm 7000m3/hr |  | Bluetech Fans (Pty) Ltd | 0 | 0 | 0 | 12 | 0 | 0 | 0
GLF12.5 | Box, NO MOTOR |  | AF Fans CC | 0 | 0 | 0 | 30 | 0 | 0 | 0
GLF7 | c/w 0.45kW 960RPM 380V Motor |  | Bluetech Fans (Pty) Ltd | 0 | 0 | 0 | 12 | 0 | 0 | 0
GM35SG5IH | GM 35 S, UNIT, ACCOUSTIC HOOD |  |  | 0 | 0 | 0 | 0 | 0 | 0 | 0
GRM300 | Shutter PVC Gravity for 200mmFan S/Frame | Accessories | Luft Industries Natal (Pty) Ltd | 0 | 0 | 0 | 2 | 0 | 0 | 0
GRM350 | Shutter PVC Gravity for 250mmFan S/Frame | Accessories | Luft Industries Natal (Pty) Ltd | 0 | 0 | 0 | 7 | 0 | 0 | 0
GRM535 | Shutter PVC Gravity for 400mmFan S/Frame | Accessories | Luft Industries Natal (Pty) Ltd | 1 | 1 | 2 | 3 | 0 | 0 | 0
GRM634 | Shutter PVC Gravity for 450mmFan S/Frame |  |  | 0 | 0 | 0 | 0 | 0 | 0 | 0
H20102 | WEATHER SEAL 6mm*25mm*5mt BLACK FOAM | CONSUMABLES | EIS - (Engineering And Industrial Supplies) | 6 | 6 | 12 | 80 | 0 | 0 | 0
HANDLING FEE. | GOODS RETURNED HANDLING FEE - CHARGED AT 15% |  |  | 0 | 0 | 0 | 0 | 0 | 0 | 0
HBC-M 1400(E)/0.83 SI Arr (6A) (HD04/04) | c/w 110 kW 4 Pole 525 V |  |  | 0 | 0 | 0 | 0 | 0 | 0 | 0
HBC-M 1600(A)/0.93 SI Arr (6A) (HD04/04) | c/w 132 kW 4 Pole 525 V (Direct Driven) |  |  | 0 | 0 | 0 | 0 | 0 | 0 | 0
HBC-M 630(B)/0.96 | c/w 18.5 kW 4 Pole 380 V (Direct Driven) |  |  | 0 | 0 | 0 | 0 | 0 | 0 | 0
HBC-M 710/1.0 (1A) Class 3 | 30k W 4Pole 380 V Motor (Belt Driven Fan) |  |  | 0 | 0 | 0 | 0 | 0 | 0 | 0
HBC-M 900(A)/0.99 SI Arr (6A) (HD04/04) | c/w 55 kW 4 Pole 525V Motor |  |  | 0 | 0 | 0 | 0 | 0 | 0 | 0
HBCM630 | HBC-M 630 Ar 6A Direct Driven c/w 9.2KW 2P 380V |  |  | 0 | 0 | 0 | 0 | 0 | 0 | 0
HBF 45 T4 | c/w 0.55 kW 4 Pole 380V Motor |  |  | 0 | 0 | 0 | 0 | 0 | 0 | 0
HCT/EC | 45-2T-2 400V 50/60HZ IE5 |  |  | 0 | 0 | 0 | 0 | 0 | 0 | 0
HDA 9/9 | Crop to 959mm - 42mm Bore | FM - IMPELLER | CFW Fans (Pty) Ltd | 2 | 3 | 5 | 0 | 0 | 0 | 5
HDA1250 | HDA 1250 , 9Bladed , axial flow impeller | FM - IMPELLER | CFW Fans (Pty) Ltd | 0 | 0 | 0 | 3 | 0 | 0 | 0
HDA9B315 | HDA9 - 315 Impeller to suit 0.37Kw 2pole Motor | FM - CFW FANS | CFW Fans (Pty) Ltd | 0 | 0 | 0 | 1 | 0 | 0 | 0
HE190ES | VORT QBK HE 190 ES (300CFM) | FM - VORTICE | Vortice | 0 | 0 | 0 | 0 | 0 | 0 | 0
HEP.25.2TH | HEP.25.2T/H | FM - SODECA | SODECA | 1 | 2 | 3 | 7 | 0 | 0 | 0
HF002 | Galvanised Holding Frame 610x610x55 |  | Filtermac Design ( Pty) Ltd | 1 | 2 | 3 | 16 | 0 | 0 | 0
HIGH H | HIGH HEAT 5LT SILVER | FM - WORKS | MG AUTO PAINT (PTY) LTD | 0 | 0 | 0 | 1 | 0 | 0 | 0
HJBM-Plus | 50-T-4 c/w 0.55KW 1400rpm 380V |  |  | 0 | 0 | 0 | 0 | 0 | 0 | 0
HPLV 560 | ARR 6A 7,5kW-2P MOTOR 525 V |  |  | 0 | 0 | 0 | 0 | 0 | 0 | 0
HPLV 560/1.0 SISW | Spare Impeller |  |  | 0 | 0 | 0 | 0 | 0 | 0 | 0
HPLV 630-1 | c/w 11kW 2Pole |  |  | 0 | 0 | 0 | 0 | 0 | 0 | 0
HPLV 630/0.71 SISW Ar 6A | c/w 5.5 kW 2 Pole 380V Motor |  |  | 0 | 0 | 0 | 0 | 0 | 0 | 0
HPLV 710/0.75 SISW Ar 6A | c/w 15Kw 2P 400V |  |  | 0 | 0 | 0 | 0 | 0 | 0 | 0
HPLV710152 | HPLV 710/1.0 SISW Ar 6A c/w 15Kw 2P 400V | FM - DONKIN | Centrifab (Pty) Ltd | 0 | 1 | 1 | 0 | 0 | 0 | 1
HV | HV 6 c/w 0.45kw 6P |  |  | 0 | 0 | 0 | 0 | 0 | 0 | 0
HV 11.2 | 0.75kW 380V |  |  | 0 | 0 | 0 | 0 | 0 | 0 | 0
HV 12.5 | HV1250 c/w 1.1Kw 450 rpm 380V |  | AF Fans CC | 0 | 0 | 0 | 0 | 0 | 0 | 0
HV-7 | HV 7 c/w 0.45kW 6Pole |  | AF Fans CC | 0 | 0 | 0 | 0 | 0 | 0 | 0
HV5.6 750x400x750 | c/w 0.45KW/ 960RPM / 220V |  |  | 0 | 0 | 0 | 0 | 0 | 0 | 0
HV5380V | HV5 c/w 0.55kw 380V |  | Bluetech Fans (Pty) Ltd | 0 | 0 | 0 | 0 | 0 | 0 | 0
HV7T | HV 7 c/w 0.45kw 6P 380v |  | AF Fans CC | 0 | 0 | 0 | 1 | 0 | 0 | 0
HV8 | c/w 0.37Kw 450 rpm 380V |  |  | 0 | 0 | 0 | 0 | 0 | 0 | 0
HV9.5 Fan | HV 9.5 - 220V 0.55KW |  | AF Fans CC | 1 | 1 | 2 | 0 | 0 | 0 | 2
HV9.5T | Extractor Fan c/w 0.75kw 380v |  |  | 0 | 0 | 0 | 0 | 0 | 0 | 0
HVF | 105L-6 |  | AF Fans CC | 0 | 0 | 0 | 0 | 0 | 0 | 0
HVF - 105N | HVF-105N c/w 0.75kW 850rpm 220v |  |  | 0 | 0 | 0 | 0 | 0 | 0 | 0
HVF65N | HVF 65 N |  |  | 0 | 0 | 0 | 0 | 0 | 0 | 0
HVF75N | HVF 75 N |  |  | 0 | 0 | 0 | 0 | 0 | 0 | 0
HVJ-2S- | 315 |  |  | 0 | 0 | 0 | 0 | 0 | 0 | 0
HVJ2 | HVJ2 |  |  | 0 | 0 | 0 | 0 | 0 | 0 | 0
HVMotor 380V | HV 1250 - 380V Motor | Accessories | Luft Industries Natal (Pty) Ltd | 0 | 0 | 0 | 0 | 0 | 0 | 0
HWP100/001 | 500mm Dia Fan Guard 3mm Spiral, 4mm Support, Mild Steel, Uncoated |  | Heinmor Wire Products CC | 0 | 0 | 0 | 11 | 0 | 0 | 0
HWP100/001- | 800mm Dia Fan Guard |  | Heinmor Wire Products CC | 0 | 0 | 0 | 4 | 0 | 0 | 0
I&T | Installation and Training |  | Tech Up 3D | 0 | 0 | 0 | 0 | 0 | 0 | 0
ID75/180OD | Cooling Spinner - 75mm ID - 180 OD | FM - DONKIN | Centrifab (Pty) Ltd | 0 | 0 | 0 | 0 | 0 | 0 | 0
IM-CF | Light duty Impeller |  |  | 0 | 0 | 0 | 0 | 0 | 0 | 0
IMA0500B150A10AR24090 | Impeller 0500mm 'B' 150A10AR 24mm 090Frame Deg00(aluminium) |  |  | 0 | 0 | 0 | 0 | 0 | 0 | 0
IMP0315B150A05PR14071 | Impeller 0315mm 'B' 150A05PR 14mm 071Frame Deg00 -10 DEG | Accessories | Luft Industries Natal (Pty) Ltd | 0 | 0 | 0 | 2 | 0 | 0 | 0
IMP0315B150A10AR14071 | Impeller 0315mm 'B' 150A10AR 14mm 071Frame Deg00 -26 DEG | Accessories | Luft Industries Natal (Pty) Ltd | 0 | 0 | 0 | 2 | 0 | 0 | 0
IMP0315B150A10PR14071 | Impeller 0315mm 'B' 150A10PR 14mm 071Frame Deg00 21 DEG | Accessories | Luft Industries Natal (Pty) Ltd | 0 | 0 | 0 | 1 | 0 | 0 | 0
IMP0400B150A05PR14071 | Impeller 0400mm 'B' 150A05PR 14mm 071Frame Deg00 - 10 DEG | Accessories | Luft Industries Natal (Pty) Ltd | 0 | 0 | 0 | 1 | 0 | 0 | 0
IMP0400B150A05PR19080 | Impeller 0400mm 'B' 150A05PR 19mm 080Frame - 23Deg | Accessories | Luft Industries Natal (Pty) Ltd | 1 | 1 | 2 | 5 | 0 | 0 | 0
IMP0400B150A05PR24090 | Impeller 0400mm 'B' 150A05PR 24mm 090Frame - 29Deg | Accessories | Luft Industries Natal (Pty) Ltd | 0 | 0 | 0 | 1 | 0 | 0 | 0
IMP0400B150A10PR14071 | Impeller 0400mm 'B' 150A10PR 14mm 071Frame Deg00 19 DEG | Accessories | Luft Industries Natal (Pty) Ltd | 0 | 0 | 0 | 1 | 0 | 0 | 0
IMP0500B150A05AR19080 | Impeller 0500mm 'B' 150A05AR 19mm 080Frame Deg00 - 10 DEG | Accessories | Luft Industries Natal (Pty) Ltd | 0 | 0 | 0 | 1 | 0 | 0 | 0
IMP0500B150A05AR24090 | Impeller 0500mm 'B' 150A05AR 24mm 090Frame Deg00 -14 DEG | Accessories | Luft Industries Natal (Pty) Ltd | 0 | 0 | 0 | 1 | 0 | 0 | 0
IMP0500B150A05PR14071 | Impeller 0500mm 'B' 150A05PR 14mm 071Frame Deg00 -17 DEG | Accessories | Luft Industries Natal (Pty) Ltd | 0 | 0 | 0 | 1 | 0 | 0 | 0
IMP0500B150A10AR14071 | Impeller 0500mm 'B' 150A10AR 14mm 071Frame Deg00 -10 DEG | Accessories | Luft Industries Natal (Pty) Ltd | 0 | 0 | 0 | 1 | 0 | 0 | 0
IMP0500B150A10AR19071 | Impeller 0500mm 'B' 150A10AR 19mm 071Frame Deg00 -28 DEG | Accessories | Luft Industries Natal (Pty) Ltd | 1 | 1 | 2 | 1 | 0 | 0 | 1
IMP0500B150A10AR24090 | Impeller 0500mm 'B' 150A10AR 24mm 090Frame Deg16 | Accessories | Luft Industries Natal (Pty) Ltd | 0 | 0 | 0 | 1 | 0 | 0 | 0
IMP0500B150A10AR24090. | Impeller 0500mm 'B' 150A10AR 24mm 090Fram 16deg | Accessories | Luft Industries Natal (Pty) Ltd | 0 | 0 | 0 | 0 | 0 | 0 | 0
IMP0500B150A10AR28100 | Impeller 0500mm 'B' 150A10AR 28mm 100Frame Deg00 -25 DEG | Accessories | Luft Industries Natal (Pty) Ltd | 1 | 1 | 2 | 5 | 0 | 0 | 0
IMP0500B150A10PR14071 | Impeller 0500mm 'B' 150A10PR 14mm 071Frame Deg00 - 18 DEG | Accessories | Luft Industries Natal (Pty) Ltd | 0 | 0 | 0 | 2 | 0 | 0 | 0
IMP0500B150A10PR140711 | Impeller 0500mm 'B' 150A10PR 14mm 071Frame Deg00 - 12 DEG | Accessories | Luft Industries Natal (Pty) Ltd | 0 | 0 | 0 | 1 | 0 | 0 | 0
IMP0560B150A05AR14071 | Impeller 0560mm 'B' 150A05AR 14mm 071Frame Deg00 - 20 DEG | Accessories | Luft Industries Natal (Pty) Ltd | 0 | 0 | 0 | 1 | 0 | 0 | 0
IMP0560B150A05AR28100 | Impeller 0560mm 'B' 150A05AR 28mm 100Frame Deg00 - 22 DEG | Accessories | Luft Industries Natal (Pty) Ltd | 0 | 0 | 0 | 2 | 0 | 0 | 0
IMP0560B150A05PR14071 | Impeller 0560mm 'B' 150A05PR 14mm 071Frame Deg00 20 DEG | Accessories | Luft Industries Natal (Pty) Ltd | 0 | 0 | 0 | 1 | 0 | 0 | 0
IMP0560B150A10AR14071 | Impeller 0560mm 'B' 150A10AR 14mm 071Frame Deg00 10 DEG FM3517 | Accessories | Luft Industries Natal (Pty) Ltd | 0 | 0 | 0 | 1 | 0 | 0 | 0
IMP0560B150A10AR19080 | Impeller 0560mm 'B' 150A10AR 19mm 080Frame Deg00 - 15 DEG | Accessories | Luft Industries Natal (Pty) Ltd | 1 | 1 | 2 | 9 | 0 | 0 | 0
IMP0560B150A10AR19080. | Impeller 0560mm 'B' 150A10AR 19mm 080Frame Deg00 - 20 DEG | Accessories | Luft Industries Natal (Pty) Ltd | 0 | 0 | 0 | 1 | 0 | 0 | 0
IMP0560B150A10AR19080.. | Impeller 0560mm 'B' 150A10AR 19mm 080Frame Deg00 - 12 DEG | Accessories | Luft Industries Natal (Pty) Ltd | 0 | 0 | 0 | 2 | 0 | 0 | 0
IMP0560B150A10AR19080... | Impeller 0560mm 'B' 150A10AR 19mm 080Frame Deg00 13 DEG FM3516 | Accessories | Luft Industries Natal (Pty) Ltd | 0 | 0 | 0 | 1 | 0 | 0 | 0
IMP0560B150A10AR24090 | Impeller 0560mm 'B' 150A10AR 24mm 090Frame Deg00 - 33 DEG | Accessories | Luft Industries Natal (Pty) Ltd | 0 | 0 | 0 | 1 | 0 | 0 | 0
IMP0560B150A10AR24090. | Impeller 0560mm 'B' 150A10AR 24mm 090Frame Deg00 - 28 DEG | Accessories | Luft Industries Natal (Pty) Ltd | 0 | 0 | 0 | 2 | 0 | 0 | 0
IMP0560B150A10PR14071 | Impeller 0560mm 'B' 150A10PR 14mm 071Frame | Accessories | Luft Industries Natal (Pty) Ltd | 0 | 0 | 0 | 1 | 0 | 0 | 0
IMP0560B150A10PR19080 | Impeller 0560mm 'B' 150A10PR 19mm 080Frame Deg00 - 11 DEG | Accessories | Luft Industries Natal (Pty) Ltd | 0 | 0 | 0 | 1 | 0 | 0 | 0
IMP0560B250A14AR19080 | Impeller 0560mm 'B' 250A14AR19mm 080Frame | Accessories | Luft Industries Natal (Pty) Ltd | 0 | 0 | 0 | 1 | 0 | 0 | 0
IMP0560B250A14PR24090 | Impeller 0560mm 'B' 250A14PR 24mm 090Frame | Accessories | Luft Industries Natal (Pty) Ltd | 0 | 0 | 0 | 2 | 0 | 0 | 0
IMP0630B150A10AR24090 | Impeller 0630mm 'B' 150A10AR 24mm 090Frame Deg00 -27 DEG | Accessories | Luft Industries Natal (Pty) Ltd | 0 | 0 | 0 | 5 | 0 | 0 | 0
IMP0630B250A14AR24090 | Impeller 0630mm 'B' 250A14AR 24mm 090Frame | Accessories | Luft Industries Natal (Pty) Ltd | 0 | 0 | 0 | 3 | 0 | 0 | 0
IMP0630B250A14AR28100 | Impeller 0630mm 'B' 250A14AR 28mm 100Frame | Accessories | Luft Industries Natal (Pty) Ltd | 1 | 1 | 2 | 7 | 0 | 0 | 0
IMP0630B250A14PR28100 | Impeller 0630mm 'B' 250A14PR 28mm 100Frame Deg00 - 30 DEG | Accessories | Luft Industries Natal (Pty) Ltd | 0 | 0 | 0 | 1 | 0 | 0 | 0
IMP0710A150A10AR28100 | Impeller 0710mm 'A' 150A10AR 28mm 100Frame Deg00 - 38 DEG | Accessories | Luft Industries Natal (Pty) Ltd | 1 | 1 | 2 | 6 | 0 | 0 | 0
IMP0710B150A05AR28100 | Impeller 0710mm 'B' 150A05AR 28mm 100Frame Deg00 - 35 DEG | Accessories | Luft Industries Natal (Pty) Ltd | 0 | 0 | 0 | 3 | 0 | 0 | 0
IMP0710B150A05PR24090 | Impeller 0710mm 'B' 150A05PR 24mm 090Frame Deg00 -21 DEG | Accessories | Luft Industries Natal (Pty) Ltd | 0 | 0 | 0 | 3 | 0 | 0 | 0
IMP0710B150A10AR28100 | Impeller 0710mm 'B' 150A10AR 28mm 100Frame Deg00 - 33 DEG | Accessories | Luft Industries Natal (Pty) Ltd | 0 | 0 | 0 | 2 | 0 | 0 | 0
IMP0710B150A10AR28100. | Impeller 0710mm 'B' 150A10AR 28mm 100Frame Deg00 - 38 DEG | Accessories | Luft Industries Natal (Pty) Ltd | 0 | 0 | 0 | 2 | 0 | 0 | 0
IMP0710B250A07PR240903 | Impeller 0710mm 'B' 250A07PR 24mm 090Frame Deg00 -24 DEG | Accessories | Luft Industries Natal (Pty) Ltd | 0 | 0 | 0 | 1 | 0 | 0 | 0
IMP0710B250A14AR28100 | Impeller 0710mm 'B' 250A14AR 28mm 100Frame | Accessories | Luft Industries Natal (Pty) Ltd | 1 | 1 | 2 | 4 | 0 | 0 | 0
IMP0710B250A14PR24090 | Impeller 0710mm 'B' 250A14PR 24mm 090Frame | Accessories | Luft Industries Natal (Pty) Ltd | 1 | 1 | 2 | 4 | 0 | 0 | 0
IMP0800B150A10AR28100 | Impeller 0800mm 'B' 150A10AR 28mm 100Frame Deg00 - 25 DEG | Accessories | Luft Industries Natal (Pty) Ltd | 1 | 1 | 2 | 12 | 0 | 0 | 0
IMP0800B150A10AR28100. | Impeller 0800mm 'B' 150A10AR 28mm 100Frame Deg00 -14 DEG | Accessories | Luft Industries Natal (Pty) Ltd | 0 | 0 | 0 | 2 | 0 | 0 | 0
IMP0800B150A10PR28100 | Impeller 0800mm 'B' 150A10PR 28mm 100Frame Deg 25 | Accessories | Luft Industries Natal (Pty) Ltd | 1 | 1 | 2 | 5 | 0 | 0 | 0
IMP0800B250A14AR28100 | Impeller 0800mm 'B' 250A14AR 28mm 100Frame | Accessories | Luft Industries Natal (Pty) Ltd | 0 | 0 | 0 | 1 | 0 | 0 | 0
IMP0800B250A14AR38132 | Impeller 0800mm 'B' 250A14AR 38mm 132Frame Deg00 - 35 DEG | Accessories | Luft Industries Natal (Pty) Ltd | 1 | 1 | 2 | 8 | 0 | 0 | 0
IMP0900B250A14AR28 | 900/250/14 13 deg pitch 28mm bore form B Aluminium Blades | Accessories | Luft Industries Natal (Pty) Ltd | 0 | 0 | 0 | 1 | 0 | 0 | 0
IMP0900B250A14AR38 | 900/250/14 15 deg pitch 38mm bore form B Aluminium Blades | Accessories | Luft Industries Natal (Pty) Ltd | 0 | 0 | 0 | 1 | 0 | 0 | 0
IMP1000B250A14AR38132 | Impeller 1000mm 'B' 250A14AR 38mm 132Frame Deg00 - 25 DEG | Accessories | Luft Industries Natal (Pty) Ltd | 0 | 0 | 0 | 2 | 0 | 0 | 0
IMP1220 Impeller | c/w 18.5 kW 4 Pole 380 V |  |  | 0 | 0 | 0 | 0 | 0 | 0 | 0
IMP315LDA | 315diam LDA Impeller | FM - IMPELLER | CFW Fans (Pty) Ltd | 0 | 0 | 0 | 1 | 0 | 0 | 0
IMP400LDA | 400diam LDA Impeller | FM - IMPELLER | CFW Fans (Pty) Ltd | 0 | 0 | 0 | 0 | 0 | 0 | 0
IMP400LDP | 400diam LDP Impeller | FM - DONKIN | Centrifab (Pty) Ltd | 0 | 0 | 0 | 3 | 0 | 0 | 0
IMP560LDP | LDP 560/250/12/1440-Form B - 15 degrees | FM - IMPELLER | CFW Fans (Pty) Ltd | 0 | 0 | 0 | 3 | 0 | 0 | 0
IMP800LDA | LDA 800-9-A16 | FM - IMPELLER | CFW Fans (Pty) Ltd | 0 | 0 | 0 | 1 | 0 | 0 | 0
INLET-CONE | 18 Inch Inlet Cone | FM - IMPELLER | CFW Fans (Pty) Ltd | 2 | 3 | 5 | 12 | 0 | 0 | 0
Imepeller 560mm 'B' 250A10AR | 19mm 080Frame 12DEG |  |  | 0 | 0 | 0 | 0 | 0 | 0 | 0
Imepeller 560mm 'B' 250A14AR | 19mm 080Frame 15DEG | Accessories | Luft Industries Natal (Pty) Ltd | 0 | 0 | 0 | 2 | 0 | 0 | 0
Imp BI | Set pitch, Crop & Balance impeller | FM - DONKIN | Centrifab (Pty) Ltd | 0 | 0 | 0 | 1 | 0 | 0 | 0
Impeller 0710mm 'B' 150A10AR | 24mm 090Frame 13 DEG | Accessories | Luft Industries Natal (Pty) Ltd | 0 | 0 | 0 | 1 | 0 | 0 | 0
Impeller 0710mm 'B' 250A14AR | 24mm 090 Frame 10 DEG | Accessories | Luft Industries Natal (Pty) Ltd | 0 | 0 | 0 | 3 | 0 | 0 | 0
Impeller 560mm 'B' 150A10AR | 14mm 071Frame 12DEG | Accessories | Luft Industries Natal (Pty) Ltd | 0 | 0 | 0 | 3 | 0 | 0 | 0
Impeller 630mm 'B' 150A10AR | 24mm 090Frame 15DEG | Accessories | Luft Industries Natal (Pty) Ltd | 0 | 0 | 0 | 2 | 0 | 0 | 0
Impeller 630mm 'B' 250A14AR | 24mm 090Frame 15 DEG | Accessories | Luft Industries Natal (Pty) Ltd | 0 | 0 | 0 | 1 | 0 | 0 | 0
Impeller 710mm 'B' 250A14R | 24mm 090Frame 12 DEG | Accessories | Luft Industries Natal (Pty) Ltd | 0 | 0 | 0 | 1 | 0 | 0 | 0
Impeller Plate Mount Fans | Spare Impeller |  |  | 0 | 0 | 0 | 0 | 0 | 0 | 0
Impeller shaft | Impeller shaft+2 keys. Stainless Steel | FM - WORKS | Hulmak Engineering cc | 0 | 0 | 0 | 2 | 0 | 0 | 0
Induced Draft Plan | INSPECTION TEST PALN (ITP) | FM - SODECA | SODECA | 0 | 0 | 0 | 1 | 0 | 0 | 0
Installation | Attenuators |  | Fresh Air Projects (Pty) Ltd | 0 | 0 | 0 | 1 | 0 | 0 | 0
J48821 | BCC-2 450 c/w 5.5kw 4P 380V DIDW |  |  | 0 | 0 | 0 | 0 | 0 | 0 | 0
J57174BRG | BCC-2 560 Bearings |  |  | 0 | 0 | 0 | 0 | 0 | 0 | 0
J57174IMP | BCC-2 560 Impeller set |  |  | 0 | 0 | 0 | 0 | 0 | 0 | 0
J57174INC | BCC-2 560 Inlet Cone |  |  | 0 | 0 | 0 | 0 | 0 | 0 | 0
J57174SHT | BCC-2 560 Shaft |  |  | 0 | 0 | 0 | 0 | 0 | 0 | 0
J70889 FAN | BCC-2 900/1.0 SISW c/w 7.5Kw 4P 380V | FM - DONKIN | Centrifab (Pty) Ltd | 0 | 0 | 0 | 1 | 0 | 0 | 0
J89867 AVM | Anti Vibration Mount-Set |  |  | 0 | 0 | 0 | 0 | 0 | 0 | 0
J95929 | BCC-2 315 Class 1 DIDW c/w 2.2kw 4P 380V |  |  | 0 | 0 | 0 | 0 | 0 | 0 | 0
J96093 | BCC-2 355 DIDW c/w 3.0kw 2P 380V |  |  | 0 | 0 | 0 | 0 | 0 | 0 | 0
J96202-BCC-2315 | BCC-2 315 Class 1 AR 4A DIDW excl motor | FM - DONKIN | Centrifab (Pty) Ltd | 0 | 0 | 0 | 3 | 0 | 0 | 0
JA2 18000Btu | JASA-H18A4/JA2 |  |  | 0 | 0 | 0 | 0 | 0 | 0 | 0
JAXI300F400 | JAXI 300 F400 'C / 2H | FM - KAYITES | Kayites | 0 | 0 | 0 | 0 | 0 | 0 | 0
JAXI315F300 | JAXI 315 F300 'C / 2H | FM - KAYITES | Kayites | 0 | 0 | 0 | 0 | 0 | 0 | 0
JAXI355F300 | JAXI 355 F300 'C / 2H | FM - KAYITES | Kayites | 0 | 0 | 0 | 0 | 0 | 0 | 0
JAXI355F400 | JAXI 355 F400 'C / 2H | FM - KAYITES | Kayites | 0 | 0 | 0 | 0 | 0 | 0 | 0
JAXI400F300 | JAXI 400 F300 'C / 2H | FM - KAYITES | Kayites | 0 | 0 | 0 | 0 | 0 | 0 | 0
JAXI400F400 | JAXI 400 F400 'C / 2H | FM - KAYITES | Kayites | 0 | 0 | 0 | 0 | 0 | 0 | 0
JAXI450F300 | JAXI 450 F300 'C / 2H | FM - KAYITES | Kayites | 0 | 0 | 0 | 0 | 0 | 0 | 0
JAXI450F400 | JAXI 450 F400 'C / 2H | FM - KAYITES | Kayites | 0 | 0 | 0 | 0 | 0 | 0 | 0
JAXI500F300 | JAXI 500 F300 'C / 2H | FM - KAYITES | Kayites | 0 | 0 | 0 | 0 | 0 | 0 | 0
JAXI500F400 | JAXI 500 F400 'C / 2H | FM - KAYITES | Kayites | 0 | 0 | 0 | 0 | 0 | 0 | 0
JB1948 | HPLV 630/0.71 c/w 4.0kw 2890rpm 525V Motor | FM - DONKIN | Centrifab (Pty) Ltd | 0 | 0 | 0 | 10 | 0 | 0 | 0
JC25776 BEARING SET | c/w TIMAKE PLUMMER BLOCK |  |  | 0 | 0 | 0 | 0 | 0 | 0 | 0
JC25776 SHAFT | ONLY |  |  | 0 | 0 | 0 | 0 | 0 | 0 | 0
JC6202 | BCC-2 Class 1 DI2DW c/w 2,2kW 4P 400V - 2522RPM |  |  | 0 | 0 | 0 | 0 | 0 | 0 | 0
JC9756 | BCC-2 315 Class 1 DIDW c/w 2.2kw 4P 380V - 2845RPM |  |  | 0 | 0 | 0 | 0 | 0 | 0 | 0
JG/S6 | 600mm 380V 2.2KW 1400rpm |  |  | 0 | 0 | 0 | 0 | 0 | 0 | 0
JN2002-GNTBOOT-500-00-06 | GRANITE CHELSEA BOOTS BLACK 6 | FM - UNIFORM | Workwear Depot (Pty)Ltd | 0 | 0 | 0 | 1 | 0 | 0 | 0
JN2002-GNTBOOT-500-00-07 | GRANITE CHELSEA BOOTS BLACK 7 | FM - UNIFORM | Workwear Depot (Pty)Ltd | 0 | 0 | 0 | 1 | 0 | 0 | 0
JN3002-TUNBOOT-600-00-07 | TUNGSTEN BOOT BLACK 7 | FM - UNIFORM | Workwear Depot (Pty)Ltd | 1 | 1 | 2 | 2 | 0 | 0 | 0
JN3002-TUNBOOT-600-00-09 | TUNGSTEN BOOT BLACK 9 | FM - UNIFORM | Workwear Depot (Pty)Ltd | 0 | 0 | 0 | 1 | 0 | 0 | 0
JRAD50F300 | JRAD 50 F300 'C / 2H | FM - KAYITES | Kayites | 0 | 0 | 0 | 4 | 0 | 0 | 0
JRAD50F400 | JRAD 50 F400 'C / 2H | FM - KAYITES | Kayites | 0 | 0 | 0 | 0 | 0 | 0 | 0
JRAD70F300 | JRAD 70 F300 'C / 2H | FM - KAYITES | Kayites | 0 | 0 | 0 | 0 | 0 | 0 | 0
JRAD70F400 | JRAD 70 F400 'C / 2H | FM - KAYITES | Kayites | 0 | 0 | 0 | 0 | 0 | 0 | 0
JRAD90F300 | JRAD 90 F300 'C / 2H | FM - KAYITES | Kayites | 0 | 0 | 0 | 0 | 0 | 0 | 0
JRAD90F400 | JRAD 90 F400 'C / 2H | FM - KAYITES | Kayites | 0 | 0 | 0 | 0 | 0 | 0 | 0
JTPOLY-6398B-600-03-M | WORK T BLACK M | FM - UNIFORM | Workwear Depot (Pty)Ltd | 1 | 1 | 2 | 2 | 0 | 0 | 0
JTPOLY-6398B-600-04-L | WORK T BLACK L | FM - UNIFORM | Workwear Depot (Pty)Ltd | 1 | 1 | 2 | 2 | 0 | 0 | 0
K03MS II ATEX | K03MS II ATEX 3G/D II GOR-A ATEX II2G Ex db eb IIC T3 Gb kW 0,55 B34 IIC T3 +PTC V380 50 Hz IE2 | FM - FPZ | Effepizeta | 0 | 0 | 0 | 0 | 0 | 0 | 0
K03MS055S | SCL-K03 MS-0.55kW-1 | FM - FPZ | Effepizeta | 0 | 0 | 0 | 1 | 0 | 0 | 0
K04MS11S | SCL-K04 MS-1.1kW-1-220V | FM - FPZ | Effepizeta | 1 | 3 | 4 | 5 | 0 | 0 | 0
K04MS11T | SCL-K04 MS-1.1kW | FM - FPZ | Effepizeta | 1 | 2 | 3 | 6 | 0 | 0 | 0
K04MS15T | SCL-K04 MS-1.5kW | FM - FPZ | Effepizeta | 0 | 0 | 0 | 0 | 0 | 0 | 0
K05MS11S | SCL-K05 MS-1.1kW-1-220V | FM - FPZ | Effepizeta | 0 | 0 | 0 | 0 | 0 | 0 | 0
K05MS11T | SCL-K05 MS-1.1kW | FM - FPZ | Effepizeta | 0 | 0 | 0 | 0 | 0 | 0 | 0
K05MS15T | SCL-K05 MS-1.5kW | FM - FPZ | Effepizeta | 0 | 0 | 0 | 4 | 0 | 0 | 0
K05MS22S | SCL-K04 MS-2.2kW-1-220V | FM - FPZ | Effepizeta | 0 | 0 | 0 | 1 | 0 | 0 | 0
K05MS22T | SCL-K05 MS-2.2kW | FM - FPZ | Effepizeta | 0 | 1 | 1 | 4 | 0 | 0 | 0
K05MS3T | SCL-K05 MS-3kW | FM - FPZ | Effepizeta | 0 | 0 | 0 | 0 | 0 | 0 | 0
K05TD3 | SCL-K05 TD-3kW | FM - FPZ | Effepizeta | 0 | 0 | 0 | 0 | 0 | 0 | 0
K05TD4 | SCL-K05 TD-4kW | FM - FPZ | Effepizeta | 0 | 0 | 0 | 0 | 0 | 0 | 0
K05TS3 | SCL-K05 TS-3kW | FM - FPZ | Effepizeta | 0 | 0 | 0 | 0 | 0 | 0 | 0
K05TS4 | SCL-K05 TS-4kW | FM - FPZ | Effepizeta | 0 | 0 | 0 | 0 | 0 | 0 | 0
K06MS22 | SCL-K06 MS-2.2kW | FM - FPZ | Effepizeta | 0 | 0 | 0 | 0 | 0 | 0 | 0
K06MS3 | SCL-K06 MS-3.0kW | FM - FPZ | Effepizeta | 0 | 0 | 0 | 0 | 0 | 0 | 0
K06MS4 | SCL-K06 MS-4W | FM - FPZ | Effepizeta | 0 | 0 | 0 | 3 | 0 | 0 | 0
K06TD4 | SCL-K06 TD-4.0kW | FM - FPZ | Effepizeta | 0 | 0 | 0 | 0 | 0 | 0 | 0
K06TD55 | SCL-K06 TD-5.5kW | FM - FPZ | Effepizeta | 0 | 0 | 0 | 0 | 0 | 0 | 0
K06TD75 | SCL-K06 TD-7.5kW | FM - FPZ | Effepizeta | 0 | 0 | 0 | 0 | 0 | 0 | 0
K06TS4 | SCL-K06 TS-4.0kW | FM - FPZ | Effepizeta | 0 | 0 | 0 | 0 | 0 | 0 | 0
K06TS55 | SCL-K06 TS-5.5kW | FM - FPZ | Effepizeta | 0 | 0 | 0 | 0 | 0 | 0 | 0
K06TS75 | SCL-K06 TS-7.5kW | FM - FPZ | Effepizeta | 0 | 0 | 0 | 0 | 0 | 0 | 0
K07MS22 | SCL-K07 MS-2.2kW | FM - FPZ | Effepizeta | 0 | 0 | 0 | 0 | 0 | 0 | 0
K07MS3 | SCL-K07 MS-3.0kW | FM - FPZ | Effepizeta | 0 | 0 | 0 | 0 | 0 | 0 | 0
K07MS4 | SCL-K07 MS-4kW | FM - FPZ | Effepizeta | 0 | 0 | 0 | 0 | 0 | 0 | 0
K07MS55 | SCL-K07 MS-5.5kW | FM - FPZ | Effepizeta | 0 | 0 | 0 | 0 | 0 | 0 | 0
K07RMD4 | SCL-K07R MD-4.0kW | FM - FPZ | Effepizeta | 0 | 0 | 0 | 0 | 0 | 0 | 0
K07RMD55 | SCL-K07R MD-5.5kW | FM - FPZ | Effepizeta | 0 | 0 | 0 | 2 | 0 | 0 | 0
K07TD55 | SCL-K07 TD-5.5kW | FM - FPZ | Effepizeta | 0 | 0 | 0 | 0 | 0 | 0 | 0
K07TD75 | SCL-K07 TD-7.5kW | FM - FPZ | Effepizeta | 0 | 0 | 0 | 0 | 0 | 0 | 0
K07TD92 | SCL-K07 TD-9.2kW | FM - FPZ | Effepizeta | 0 | 0 | 0 | 0 | 0 | 0 | 0
K07TS11 | SCL-K07 TS-11kW | FM - FPZ | Effepizeta | 0 | 0 | 0 | 0 | 0 | 0 | 0
K07TS55 | SCL-K07 TS-5.5kW | FM - FPZ | Effepizeta | 0 | 0 | 0 | 0 | 0 | 0 | 0
K07TS75 | SCL-K07 TS-7.5kW | FM - FPZ | Effepizeta | 0 | 0 | 0 | 0 | 0 | 0 | 0
K07TS92 | SCL-K07 TS-9.2kW | FM - FPZ | Effepizeta | 0 | 0 | 0 | 0 | 0 | 0 | 0
K08MS4 | SCL-K08 MS-4kW | FM - FPZ | Effepizeta | 0 | 0 | 0 | 0 | 0 | 0 | 0
K08MS55 | SCL-K08 MS-5.5kW | FM - FPZ | Effepizeta | 0 | 0 | 0 | 0 | 0 | 0 | 0
K08MS75 | SCL-K08 MS-7.5kW | FM - FPZ | Effepizeta | 0 | 0 | 0 | 0 | 0 | 0 | 0
K08MS92 | SCL-K08 MS-9.2kW | FM - FPZ | Effepizeta | 0 | 0 | 0 | 0 | 0 | 0 | 0
K08RMD75 | SCL-K08R MD MOR-7.5kw 380V | FM - FPZ | Effepizeta | 0 | 0 | 0 | 0 | 0 | 0 | 0
K08TD11 | SCL-K08 TD-11kW | FM - FPZ | Effepizeta | 0 | 0 | 0 | 1 | 0 | 0 | 0
K08TD15 | SCL-K08 TD-15kW | FM - FPZ | Effepizeta | 0 | 0 | 0 | 0 | 0 | 0 | 0
K08TD75 | SCL-K08 TD-7.5kW | FM - FPZ | Effepizeta | 0 | 0 | 0 | 0 | 0 | 0 | 0
K08TD92 | SCL-K08 TD-9.2kW | FM - FPZ | Effepizeta | 0 | 0 | 0 | 0 | 0 | 0 | 0
K08TS11 | SCL-K08 TS-11kW | FM - FPZ | Effepizeta | 0 | 0 | 0 | 0 | 0 | 0 | 0
K08TS15 | SCL-K08 TS-15kW | FM - FPZ | Effepizeta | 0 | 0 | 0 | 0 | 0 | 0 | 0
K08TS75 | SCL-K08 TS-7.5kW | FM - FPZ | Effepizeta | 0 | 0 | 0 | 0 | 0 | 0 | 0
K08TS92 | SCL-K08 TS-9.2kW | FM - FPZ | Effepizeta | 0 | 0 | 0 | 0 | 0 | 0 | 0
K09MD55 | SCL-K09 MD-5.5kW | FM - FPZ | Effepizeta | 0 | 0 | 0 | 0 | 0 | 0 | 0
K09MD75 | SCL-K09 MD-7.5kW | FM - FPZ | Effepizeta | 0 | 0 | 0 | 2 | 0 | 0 | 0
K09MS11 | SCL-K09 MS-11kW | FM - FPZ | Effepizeta | 0 | 0 | 0 | 1 | 0 | 0 | 0
K09MS4 | SCL-K09 MS-4kW | FM - FPZ | Effepizeta | 0 | 0 | 0 | 0 | 0 | 0 | 0
K09MS55 | SCL-K09 MS-5.5kW | FM - FPZ | Effepizeta | 0 | 0 | 0 | 0 | 0 | 0 | 0
K09MS75 | SCL-K09 MS-7.5kW | FM - FPZ | Effepizeta | 0 | 0 | 0 | 0 | 0 | 0 | 0
K09MS92 | SCL-K09 MS-9.2kW | FM - FPZ | Effepizeta | 0 | 0 | 0 | 0 | 0 | 0 | 0
K09TD11 | SCL-K09 TD-11kW | FM - FPZ | Effepizeta | 0 | 0 | 0 | 0 | 0 | 0 | 0
K09TD15 | SCL-K09 TD-15kW | FM - FPZ | Effepizeta | 0 | 0 | 0 | 0 | 0 | 0 | 0
K09TS11 | SCL-K09 TS-11kW | FM - FPZ | Effepizeta | 0 | 0 | 0 | 0 | 0 | 0 | 0
K09TS15 | SCL-K09 TS-15kW | FM - FPZ | Effepizeta | 0 | 0 | 0 | 0 | 0 | 0 | 0
K10MD75 | SCL-K10 MD-7.5kW | FM - FPZ | Effepizeta | 0 | 0 | 0 | 0 | 0 | 0 | 0
K10MD92 | SCL-K10 MD-9.2kW | FM - FPZ | Effepizeta | 0 | 0 | 0 | 2 | 0 | 0 | 0
K10MS11 | SCL-K10 MS-11kW | FM - FPZ | Effepizeta | 0 | 1 | 1 | 0 | 0 | 0 | 1
K10MS15 | SCL-K10 MS-15kW | FM - FPZ | Effepizeta | 0 | 0 | 0 | 0 | 0 | 0 | 0
K10MS55 | SCL-K10 MS-5.5kW | FM - FPZ | Effepizeta | 0 | 0 | 0 | 0 | 0 | 0 | 0
K10MS75 | SCL-K10 MS-7.5kW | FM - FPZ | Effepizeta | 0 | 0 | 0 | 2 | 0 | 0 | 0
K10MS92 | SCL-K10 MS-9.2kW | FM - FPZ | Effepizeta | 0 | 0 | 0 | 1 | 0 | 0 | 0
K10TD11 | SCL-K10 T D-11kW | FM - FPZ | Effepizeta | 0 | 0 | 0 | 0 | 0 | 0 | 0
K10TD15 | SCL-K10 TD-15kW | FM - FPZ | Effepizeta | 0 | 0 | 0 | 0 | 0 | 0 | 0
K10TD185 | SCL-K10 TD-18.5kW | FM - FPZ | Effepizeta | 0 | 0 | 0 | 0 | 0 | 0 | 0
K10TS11 | SCL-K10 TS-11kW | FM - FPZ | Effepizeta | 0 | 0 | 0 | 0 | 0 | 0 | 0
K10TS15 | SCL-K10 TS-15kW | FM - FPZ | Effepizeta | 0 | 0 | 0 | 0 | 0 | 0 | 0
K10TS185 | SCL-K10 TS-18.5kW | FM - FPZ | Effepizeta | 0 | 0 | 0 | 0 | 0 | 0 | 0
K11MD11 | SCL-K11 MD-11kW | FM - FPZ | Effepizeta | 0 | 0 | 0 | 1 | 0 | 0 | 0
K11MD75 | SCL-K11 MD-7.5kW | FM - FPZ | Effepizeta | 0 | 0 | 0 | 0 | 0 | 0 | 0
K11MS11 | SCL-K11 MS-11kW | FM - FPZ | Effepizeta | 0 | 0 | 0 | 0 | 0 | 0 | 0
K11MS15 | SCL-K11 MS-15kW | FM - FPZ | Effepizeta | 0 | 0 | 0 | 0 | 0 | 0 | 0
K11MS185 | SCL-K11 MS-18.5kW | FM - FPZ | Effepizeta | 0 | 0 | 0 | 0 | 0 | 0 | 0
K11MS75 | SCL-K11 MS-7.5kW | FM - FPZ | Effepizeta | 0 | 0 | 0 | 0 | 0 | 0 | 0
K11MS92 | SCL-K11 MS-9.2kW | FM - FPZ | Effepizeta | 0 | 0 | 0 | 0 | 0 | 0 | 0
K11TD15 | SCL-K11 TD-15kW | FM - FPZ | Effepizeta | 0 | 0 | 0 | 0 | 0 | 0 | 0
K11TD185 | SCL-K11 TD-18.5kW | FM - FPZ | Effepizeta | 0 | 0 | 0 | 0 | 0 | 0 | 0
K11TS15 | SCL-K11 TS-15kW | FM - FPZ | Effepizeta | 0 | 0 | 0 | 0 | 0 | 0 | 0
K11TS185 | SCL-K11 TS-18.5kW | FM - FPZ | Effepizeta | 0 | 0 | 0 | 0 | 0 | 0 | 0
K11TS22 | SCL-K11 TS-22kW | FM - FPZ | Effepizeta | 0 | 0 | 0 | 0 | 0 | 0 | 0
K11TS30 | SCL E11-TS GOR-C 30KW 400/690-50 V-Hz | FM - FPZ | Effepizeta | 0 | 0 | 0 | 0 | 0 | 0 | 0
K12MD11 | SCL-K12 MD-11kW | FM - FPZ | Effepizeta | 0 | 0 | 0 | 0 | 0 | 0 | 0
K12MD15 | SCL-K12 MD-15kW | FM - FPZ | Effepizeta | 0 | 0 | 0 | 0 | 0 | 0 | 0
K12MS11 | SCL-K12 MS-11kW | FM - FPZ | Effepizeta | 0 | 0 | 0 | 0 | 0 | 0 | 0
K12MS15 | SCL-K12 MS-15kW | FM - FPZ | Effepizeta | 0 | 0 | 0 | 0 | 0 | 0 | 0
K12MS185 | SCL-K12 MS-18.5kW | FM - FPZ | Effepizeta | 0 | 0 | 0 | 0 | 0 | 0 | 0
K12MS92 | SCL-K12 MS-9.2kW | FM - FPZ | Effepizeta | 0 | 0 | 0 | 0 | 0 | 0 | 0
K12TD185 | SCL-K12 TD-18.5kW | FM - FPZ | Effepizeta | 0 | 0 | 0 | 0 | 0 | 0 | 0
K431A5F | D 1F-1,05KW X DDMP 8/9 TIG M6A1 | FM - FPZ | Effepizeta | 0 | 0 | 0 | 0 | 0 | 0 | 0
K431A8B | D 1F-2,0KW X DDMP 10/8 M6A4 | FM - FPZ | Effepizeta | 0 | 0 | 0 | 0 | 0 | 0 | 0
K75MS4 | SCL-K75 MS-4kW | FM - FPZ | Effepizeta | 0 | 0 | 0 | 0 | 0 | 0 | 0
K75MS55 | SCL-K75 MS-5.5kW | FM - FPZ | Effepizeta | 0 | 0 | 0 | 0 | 0 | 0 | 0
K75MS75 | SCL-K75 MS-7.5kW | FM - FPZ | Effepizeta | 0 | 0 | 0 | 0 | 0 | 0 | 0
KAF100 | KAF 100 | FM - KAYITES | Kayites | 0 | 0 | 0 | 10 | 0 | 0 | 0
KAF125 | KAF 125 | FM - KAYITES | Kayites | 0 | 0 | 0 | 3 | 0 | 0 | 0
KAF150 | KAF 150 | FM - KAYITES | Kayites | 0 | 0 | 0 | 5 | 0 | 0 | 0
KAF160 | KAF 160 | FM - KAYITES | Kayites | 0 | 0 | 0 | 0 | 0 | 0 | 0
KAF200 | KAF 200 | FM - KAYITES | Kayites | 0 | 0 | 0 | 0 | 0 | 0 | 0
KAF250 | KAF 250 | FM - KAYITES | Kayites | 0 | 0 | 0 | 8 | 0 | 0 | 0
KAF315 | KAF 315 | FM - KAYITES | Kayites | 0 | 0 | 0 | 12 | 0 | 0 | 0
KAT 15/15 C2 | TWIN BARE FAN 380/380 CW FCC |  | Air Movement Supplies | 0 | 0 | 0 | 1 | 0 | 0 | 0
KAZ120 | KAZ 120 | FM - KAYITES | Kayites | 1 | 1 | 2 | 14 | 0 | 0 | 0
KAZ140 | KAZ 140 | FM - KAYITES | Kayites | 3 | 4 | 7 | 3 | 0 | 0 | 4
KAZ160 | KAZ 160 | FM - KAYITES | Kayites | 1 | 1 | 2 | 17 | 0 | 0 | 0
KDAXIS200 | KDAXIS 200 | FM - KAYITES | Kayites | 1 | 2 | 3 | 19 | 0 | 0 | 0
KDAXIS250 | KDAXIS 250 | FM - KAYITES | Kayites | 2 | 3 | 5 | 18 | 0 | 0 | 0
KDAXIS300 | KDAXIS 300 | FM - KAYITES | Kayites | 3 | 4 | 7 | 23 | 0 | 0 | 0
KDAXIS350 | KDAXIS 350 | FM - KAYITES | Kayites | 3 | 5 | 8 | 24 | 0 | 0 | 0
KDD 10/10-4/1 | Fan KDD 10/10 550W 4P-1 3SY |  | Air Movement Supplies | 1 | 1 | 2 | 0 | 0 | 0 | 2
KDD 12/12-6-1 | FAN KDD 12/12 517W 6P-1 3SY |  | Air Movement Supplies | 6 | 9 | 14 | 10 | 0 | 0 | 0
KHA50 | Speed Controller |  |  | 0 | 0 | 0 | 0 | 0 | 0 | 0
KOMU250 | KOMU250 - Non Return Damper | Vents |  | 0 | 0 | 0 | 23 | 0 | 0 | 0
KP2-S c/w | 373 Watts 220/1/50 |  |  | 0 | 0 | 0 | 0 | 0 | 0 | 0
KP6-H AT | Attenuator |  |  | 0 | 0 | 0 | 0 | 0 | 0 | 0
KP6-H. | Filter Unit with Primary and Hepa Filter |  |  | 0 | 0 | 0 | 0 | 0 | 0 | 0
KSA-250-4K-M | KSA-250-4K-M | FM - KAYITES | Kayites | 0 | 0 | 0 | 0 | 0 | 0 | 0
KSA-300-4K-M | KSA-300-4K-M | FM - KAYITES | Kayites | 0 | 0 | 0 | 0 | 0 | 0 | 0
KSA-350-4K-M | KSA-350-4K-M | FM - KAYITES | Kayites | 0 | 0 | 0 | 0 | 0 | 0 | 0
KSA4004M | KSA-400-4K-M-220V | FM - KAYITES | Kayites | 0 | 0 | 0 | 0 | 0 | 0 | 0
KSA4004T | KSA-400-4K-T-380V | FM - KAYITES | Kayites | 1 | 2 | 3 | 2 | 0 | 0 | 1
KSA4504M | KSA-450-4K-M-220V | FM - KAYITES | Kayites | 0 | 0 | 0 | 0 | 0 | 0 | 0
KSA4504T | KSA-450-4K-T-380V | FM - KAYITES | Kayites | 0 | 0 | 0 | 1 | 0 | 0 | 0
KSA5004M | KSA-500-4K-M-220V | FM - KAYITES | Kayites | 0 | 0 | 0 | 0 | 0 | 0 | 0
KSA5004T | KSA-500-4K-T-380V | FM - KAYITES | Kayites | 0 | 0 | 0 | 0 | 0 | 0 | 0
KSA5504M | KSA-550-4K-M-220V | FM - KAYITES | Kayites | 0 | 0 | 0 | 0 | 0 | 0 | 0
KSA5504T | KSA-550-4K-T-380V | FM - KAYITES | Kayites | 0 | 0 | 0 | 0 | 0 | 0 | 0
KSA6004M | KSA-600-4K-M-220V | FM - KAYITES | Kayites | 0 | 0 | 0 | 0 | 0 | 0 | 0
KSA6004T | KSA-600-4K-T-380V | FM - KAYITES | Kayites | 0 | 0 | 0 | 1 | 0 | 0 | 0
KSB 150 | INLINE SILENT FAN |  |  | 0 | 0 | 0 | 0 | 0 | 0 | 0
KSB250 | KSB250 | Vents |  | 0 | 0 | 0 | 0 | 0 | 0 | 0
KUL | 1/200 X 200 back draft damper | Accessories | TROX South Africa (Pty) Ltd | 4 | 6 | 10 | 30 | 0 | 0 | 0
Keep Plates - 165 | Keep Plate 5mm OD. 42mm, ID. 6, 10mm | FM - IMPELLER |  | 15 | 45 | 75 | 54 | 0 | 0 | 0
Keep Plates - 250 | Keep Plate 5mm OD. 42mm, ID. 6, 10, 12mm | FM - IMPELLER |  | 10 | 30 | 50 | 92 | 0 | 0 | 0
Keep-plate5mmOD | Keep Plate 5mm OD. 42mm, ID. 6mm | FM - DONKIN | Attenu-Tec HVAC Parts | 0 | 0 | 0 | 252 | 0 | 0 | 0
Kilometer | Travelled Kilometers | FM - MACHINERY | Lime Laser service | 200 | 206 | 406 | 200 | 0 | 0 | 206
L10101101 | CA 100 VO - D Two Speed - Plastic | FM - VORTICE | Vortice | 0 | 0 | 0 | 0 | 0 | 0 | 0
L10101126 | CA 125 VO - D Two Speed - Plastic | FM - VORTICE | Vortice | 0 | 0 | 0 | 0 | 0 | 0 | 0
L10101151 | CA 150 VO - D Two Speed - Plastic | FM - VORTICE | Vortice | 0 | 0 | 0 | 0 | 0 | 0 | 0
L10101200 | CA 200Q VO Lower Volume In-Line Tube Fan Plastic Casin | FM - VORTICE | Vortice | 0 | 0 | 0 | 0 | 0 | 0 | 0
L10101250 | CA 250 VO In-Line Tube Fan Plastic Casing | FM - VORTICE | Vortice | 0 | 0 | 0 | 0 | 0 | 0 | 0
L10101315 | CA 315 VO In-Line Tube Fan Plastic Casing | FM - VORTICE | Vortice | 0 | 0 | 0 | 0 | 0 | 0 | 0
L10101317 | CA 355 | FM - VORTICE | Vortice | 0 | 0 | 0 | 0 | 0 | 0 | 0
L20300630 | 24 - 630mm Louvre Shutter Size 756 X 756 |  |  | 0 | 0 | 0 | 0 | 0 | 0 | 0
L54202182 | CMA 218-2T | FM - SODECA | SODECA | 0 | 0 | 0 | 6 | 0 | 0 | 0
LASER CUTTING-255 | 255 x 298 x 5mm | FM - DONKIN | ULTIMATENG (PTY) LTD | 2 | 2 | 4 | 2 | 0 | 0 | 2
LASER CUTTING-775 | 775 x 225 x 5mm | FM - FABRICATION | ULTIMATENG (PTY) LTD | 2 | 2 | 4 | 2 | 0 | 0 | 2
LCE 250 | Extractor Ceiling Fan 250mm 220v | Accessories | Luft Industries Natal (Pty) Ltd | 4 | 7 | 11 | 20 | 0 | 0 | 0
LCF- 56 | 900mm Ceiling Sweep Fan |  |  | 0 | 0 | 0 | 0 | 0 | 0 | 0
LDA9B710 | LDA9B - Allumium bladed Impeller - Form B to suit 1.1kw 4Pole motor | FM - CFW FANS | CFW Fans (Pty) Ltd | 0 | 0 | 0 | 4 | 0 | 0 | 0
LDP 560/250/12/1440/ | Form B - Blade Angle 15 Deg | FM - IMPELLER | CFW Fans (Pty) Ltd | 0 | 0 | 0 | 3 | 0 | 0 | 0
LEGESSS-COT135-100-03-M | LEGENDARY SHORT SLEEVE SHIRT BLUE M | FM - UNIFORM | Workwear Depot (Pty)Ltd | 0 | 0 | 0 | 1 | 0 | 0 | 0
LEGESSS-COT135-101-03-M | LEGENDARY SHORT SLEEVE SHIRT NAVY M | FM - UNIFORM | Workwear Depot (Pty)Ltd | 0 | 0 | 0 | 3 | 0 | 0 | 0
LEGESSS-COT135-914-04-L | LEGENDARY SHORT SLEEVE SHIRT FATIGUE L | FM - UNIFORM | Workwear Depot (Pty)Ltd | 0 | 0 | 0 | 1 | 0 | 0 | 0
LEGESSS-MCNAST-M45-03-M | LEGENDARY TWO-TONE SHORT SLEEVE SHIRT - NAVY/STONE M | FM - UNIFORM | Workwear Depot (Pty)Ltd | 1 | 1 | 2 | 4 | 0 | 0 | 0
LEGESSS-MCNAST-M45-04-L | LEGENDARY TWO-TONE SHORT SLEEVE SHIRT NAVY/STONE L | FM - UNIFORM | Workwear Depot (Pty)Ltd | 0 | 0 | 0 | 1 | 0 | 0 | 0
LFC | LFC 450 SISW CL-1 Arrgt 1A |  |  | 0 | 0 | 0 | 0 | 0 | 0 | 0
LS250 | LOUVER SHUTTER Alum. 9 | FM - DONKIN |  | 0 | 0 | 0 | 9 | 0 | 0 | 0
LS315 | LOUVER SHUTTER Alum. 12 | FM - DONKIN |  | 0 | 0 | 0 | 8 | 0 | 0 | 0
LS400 | LOUVRE SHUTTER 15'' | FM - DONKIN |  | 0 | 0 | 0 | 0 | 0 | 0 | 0
LS500 | LOUVRE SHUTTER Alum. 18 | FM - DONKIN |  | 0 | 0 | 0 | 0 | 0 | 0 | 0
LS630 | LOUVRE SHUTTER Alum. 24 | FM - DONKIN |  | 0 | 0 | 0 | 6 | 0 | 0 | 0
LT10-3SPD | LT10 - 3-Step Speed Controller 10Amp |  |  | 0 | 0 | 0 | 0 | 0 | 0 | 0
Labour. | Repair Dasqua 1012-2010-A COMBINATION SET SQUARE | FM - MACHINERY | Lime Laser service | 0 | 0 | 0 | 2 | 0 | 0 | 0
Laptop | Lenovo AMD RYZEN 7 (i7) 7730U 2.0GHz -8GB ram 512GB 15.6 ich FHD battery 3 Cell |  | AXEGROUP | 0 | 0 | 0 | 1 | 0 | 0 | 0
Laser Cutting | Fans Casing | CASING | ULTIMATENG (PTY) LTD | 5 | 6 | 11 | 0 | 0 | 0 | 11
Laser Cutting - | Program 1 Cutting & Bending |  |  | 0 | 0 | 0 | 18 | 0 | 0 | 0
Laser Cutting - S | Special cut flanges | FM - FABRICATION |  | 0 | 0 | 0 | 1 | 0 | 0 | 0
Laser Cutting - TB 315-560 | Program TB 325-560 | FM - DONKIN |  | 0 | 0 | 0 | 1 | 0 | 0 | 0
Laser Cutting - TB 630-800 | Program TB 630-800 | FM - DONKIN |  | 0 | 0 | 0 | 1 | 0 | 0 | 0
Laser Cutting-Axial P1 | Axial Program 1 Cover | FM - FABRICATION | ULTIMATENG (PTY) LTD | 1 | 1 | 2 | 1 | 0 | 0 | 1
Laser Cutting-Axial P3 | Axial Program 3 Covers | FM - FABRICATION | ULTIMATENG (PTY) LTD | 1 | 1 | 2 | 1 | 0 | 0 | 1
Laser Cutting-B | Program Buffalo | FM - DONKIN | ULTIMATENG (PTY) LTD | 1 | 1 | 2 | 3 | 0 | 0 | 0
Laser Cutting-Bends | Laser Cutting Bends | FM - FABRICATION | ULTIMATENG (PTY) LTD | 42 | 43 | 85 | 42 | 0 | 0 | 43
Laser Cutting-P1000 | Program 1000 - 4mm | FM - DONKIN | ULTIMATENG (PTY) LTD | 2 | 2 | 4 | 3 | 0 | 0 | 0
Laser Cutting-P3 | Program 3 | FM - DONKIN | ULTIMATENG (PTY) LTD | 3 | 4 | 7 | 5 | 0 | 0 | 0
Laser Cutting-P4 | Program 4 | FM - DONKIN | ULTIMATENG (PTY) LTD | 3 | 4 | 7 | 3 | 0 | 0 | 4
Laser Cutting-P5 | Program 5 | CONSUMABLES | ULTIMATENG (PTY) LTD | 1 | 2 | 3 | 0 | 0 | 0 | 3
Laser Cutting-P6 | Program 6 | CONSUMABLES | ULTIMATENG (PTY) LTD | 2 | 3 | 5 | 0 | 0 | 0 | 5
Laser Cutting-P900 | Program 900 - 4mm | FM - DONKIN | ULTIMATENG (PTY) LTD | 2 | 2 | 4 | 3 | 0 | 0 | 0
Laser Cutting-S | Strips | CASING | ULTIMATENG (PTY) LTD | 2 | 2 | 4 | 0 | 0 | 0 | 4
M10 DIN 934 GRADE 8.8 HEX NUT Z/BLUE 10 934 GR8 ZB | M10 DIN 934 GRADE 8.8 HEX NUT Z/BLUE 10 934 GR8 ZB | FASTENERS | M&D SPECIALISED FASTENERS (PTY) LTD | 72 | 98 | 170 | 1510 | 0 | 0 | 0
M10 FLAT WASHER | M10 FLAT WASHER DIN 125A ZINC BLUE (10 .5i/dx20o/dxthk) 10 125A ZB | FASTENERS |  | 100 | 300 | 500 | 2118 | 0 | 0 | 0
M10 FLAT WASHER (10 .5i/dx20o/dxthk) S/S A2 | M10 Flat Washer S/S A2 | FASTENERS | M&D SPECIALISED FASTENERS (PTY) LTD | 33 | 59 | 92 | 360 | 0 | 0 | 0
M10 FLAT WASHER DIN 125A ZINC BLUE (10 .5i/dx20o/dxthk) 10 125A ZB | M10 FLAT WASHER DIN 125A ZINC BLUE (10 .5i/dx20o/dxthk) 10 125A ZB | FASTENERS | M&D SPECIALISED FASTENERS (PTY) LTD | 164 | 205 | 369 | 3440 | 0 | 0 | 0
M10 HEX NUT ZB | M10 DIN 934 GRADE 8.8 HEX NUT Z/BLUE 10 934 GR8 ZB | FASTENERS |  | 50 | 150 | 250 | 1986 | 0 | 0 | 0
M10 Nylock Nut | M10 Nylock Nut Zinc Blue(Silver) | FASTENERS | M&D SPECIALISED FASTENERS (PTY) LTD | 22 | 47 | 92 | 580 | 0 | 0 | 0
M10*1 M/S THREADED ROD Z/BLUE 10X1 975 ZB | M10*1 M/S THREADED ROD Z/BLUE 10X1 975 ZB | FASTENERS | M&D SPECIALISED FASTENERS (PTY) LTD | 0 | 0 | 0 | 8 | 0 | 0 | 0
M10*16 | M10*16 HT HEX SET SCREW | FASTENERS | M&D SPECIALISED FASTENERS (PTY) LTD | 93 | 104 | 197 | 1960 | 0 | 0 | 0
M10*25 HT HEX SET SCREW Z/BLUE 10X25 933 8.8 ZB | M10*25 HT HEX SET SCREW Z/BLUE 10X25 933 8.8 ZB | FASTENERS | M&D SPECIALISED FASTENERS (PTY) LTD | 60 | 83 | 143 | 1250 | 0 | 0 | 0
M10*25 HT HEX SET SCREW ZB | M10*25 HT HEX SET SCREW Z/BLUE 10X25 933 8.8 ZB | FASTENERS |  | 50 | 150 | 250 | 800 | 0 | 0 | 0
M10X25 | HEX SET SCREW - S/S 304 - A2 | FASTENERS | M&D SPECIALISED FASTENERS (PTY) LTD | 44 | 48 | 92 | 480 | 0 | 0 | 0
M10X25X2 FLAT WASHER | M10X25X2 FLAT WASHER Z/BLUE 10X25X2 OLD ZB | FASTENERS |  | 100 | 300 | 500 | 921 | 0 | 0 | 0
M10X25X2 FLAT WASHER Z/BLUE 10X25X2 OLD ZB | M10X25X2 FLAT WASHER Z/BLUE 10X25X2 OLD ZB | FASTENERS | M&D SPECIALISED FASTENERS (PTY) LTD | 169 | 218 | 387 | 3550 | 0 | 0 | 0
M10X35 | M10X35 HT HEX SET SCREWS | FASTENERS | M&D SPECIALISED FASTENERS (PTY) LTD | 13 | 15 | 41 | 340 | 0 | 0 | 0
M10X40 | M10X40 HT HEX SET SCREWS | FASTENERS | M&D SPECIALISED FASTENERS (PTY) LTD | 30 | 79 | 139 | 540 | 0 | 0 | 0
M10X45 | M10X45 HT HEX SET SCREWS | FASTENERS | M&D SPECIALISED FASTENERS (PTY) LTD | 28 | 34 | 90 | 500 | 0 | 0 | 0
M10X65 | M10X65 HT HEX SET SCREWS | FASTENERS | M&D SPECIALISED FASTENERS (PTY) LTD | 8 | 17 | 33 | 140 | 0 | 0 | 0
M12 | HEX NUT ZINC BLUE | FASTENERS | M&D SPECIALISED FASTENERS (PTY) LTD | 165 | 208 | 373 | 2800 | 0 | 0 | 0
M12 S/S | M12 FLAT WASHER - S/S A2 - 304 | FASTENERS | M&D SPECIALISED FASTENERS (PTY) LTD | 27 | 67 | 94 | 240 | 0 | 0 | 0
M12*120 | HEX SET SCREW |  |  | 0 | 0 | 0 | 0 | 0 | 0 | 0
M12*20 HT HEX SET SCREW Z/BLUE 12X20 933 8.8 ZB | M12*20 HT HEX SET SCREW Z/BLUE 12X20 933 8.8 ZB | FASTENERS | M&D SPECIALISED FASTENERS (PTY) LTD | 34 | 53 | 87 | 720 | 0 | 0 | 0
M12*20 HT HEX SET SCREW ZB | M12*20 HT HEX SET SCREW Z/BLUE 12X20 933 8.8 ZB | FASTENERS |  | 25 | 75 | 125 | 93 | 0 | 0 | 0
M12*40 | M12*40 HT HEX NUT Z/BLUE | FASTENERS | M&D SPECIALISED FASTENERS (PTY) LTD | 43 | 66 | 109 | 520 | 0 | 0 | 0
M12*40*3 Flat Washer ZB | M12*40*3 Flat Washer ZB | FASTENERS | M&D SPECIALISED FASTENERS (PTY) LTD | 0 | 0 | 0 | 0 | 0 | 0 | 0
M12*60 | M12X60 HT HEX SET SCREW Z/BLUE -Silver | FASTENERS | M&D SPECIALISED FASTENERS (PTY) LTD | 42 | 47 | 89 | 760 | 0 | 0 | 0
M12*90 | HEX SET SCREW | FASTENERS | M&D SPECIALISED FASTENERS (PTY) LTD | 84 | 97 | 181 | 940 | 0 | 0 | 0
M12X16 | M12X16 HT HEX SET SCREWS | FASTENERS | M&D SPECIALISED FASTENERS (PTY) LTD | 50 | 56 | 156 | 800 | 0 | 0 | 0
M12X25 | M12*25 HT HEX SET SCREW Z/BLUE 12X25 933 8.8 ZB | FASTENERS | M&D SPECIALISED FASTENERS (PTY) LTD | 43 | 53 | 140 | 1040 | 0 | 0 | 0
M12X30X3 FLAT WASHER Z/BLUE 12X30X3 OLD ZB | M12X30X3 FLAT WASHER Z/BLUE 12X30X3 OLD ZB | FASTENERS | M&D SPECIALISED FASTENERS (PTY) LTD | 214 | 261 | 475 | 4500 | 0 | 0 | 0
M12X30X3 FLAT WASHER ZB | M12X30X3 FLAT WASHER Z/BLUE | FASTENERS |  | 100 | 300 | 500 | 223 | 0 | 0 | 277
M12X35 | M12X35 HT Hex Set Screws | FASTENERS | M&D SPECIALISED FASTENERS (PTY) LTD | 12 | 14 | 38 | 240 | 0 | 0 | 0
M14 FLAT WASHER DIN 125A ZINC BLUE (15i / d X 28o/d X 2.5thk) 14 125A ZB | M14 FLAT WASHER DIN 125A ZINC BLUE (15i / d X 28o/d X 2.5thk) 14 125A ZB | FASTENERS | M&D SPECIALISED FASTENERS (PTY) LTD | 2 | 2 | 4 | 30 | 0 | 0 | 0
M14 FLAT WASHER ZB | M14x30x3 FLAT WASHER Z/BLUE | FASTENERS | M&D SPECIALISED FASTENERS (PTY) LTD | 100 | 113 | 213 | 0 | 0 | 0 | 213
M14 HT NYLOCK NUT | M14 HT NYLOCK NUT 14 985 GR8 | FASTENERS |  | 25 | 75 | 125 | 0 | 0 | 0 | 125
M14 HT NYLOCK NUT 14 985 GR8 | M14 HT NYLOCK NUT 14 985 GR8 | FASTENERS | M&D SPECIALISED FASTENERS (PTY) LTD | 15 | 16 | 31 | 180 | 0 | 0 | 0
M14*50 HT HEX SET SCREW Z/BLUE 14X50 933 8 . 8 ZB | M14*50 HT HEX SET SCREW Z/BLUE 14X50 933 8 . 8 ZB | FASTENERS | M&D SPECIALISED FASTENERS (PTY) LTD | 2 | 2 | 4 | 30 | 0 | 0 | 0
M14X65 Hex Set Screw | M14*65 HT HEX SET SCREW Z/BLUE | FASTENERS | M&D SPECIALISED FASTENERS (PTY) LTD | 100 | 113 | 213 | 0 | 0 | 0 | 213
M16 FLAT WASHER ZB | M16 FLAT WASHER DIN 125A ZINC BLUE (17i/d X 30o/d 3thk) 16 125A ZB | FASTENERS |  | 150 | 450 | 750 | 535 | 0 | 0 | 0
M16 FLAT WASHER DIN (17i/d X 30o/d 3thk) S/S A2 | M16 FLAT WASHER DIN (17i/d x 30o/d X 3thk) S/S A2 | FASTENERS | M&D SPECIALISED FASTENERS (PTY) LTD | 33 | 59 | 92 | 360 | 0 | 0 | 0
M16 FLAT WASHER DIN 125A ZINC BLUE (17i/d X 30o/d 3thk) 16 125A ZB | M16 FLAT WASHER DIN 125A ZINC BLUE (17i/d X 30o/d 3thk) 16 125A ZB | FASTENERS | M&D SPECIALISED FASTENERS (PTY) LTD | 304 | 365 | 669 | 6382 | 0 | 0 | 0
M16 GR8 HEX NUT Z/BLUE 16 934 GR8 ZB | M16 GR8 HEX NUT Z/BLUE 16 934 GR8 ZB | FASTENERS | M&D SPECIALISED FASTENERS (PTY) LTD | 220 | 268 | 488 | 4624 | 0 | 0 | 0
M16 HEX | M16 HEX NUT HOT DIP GALV | FASTENERS | M&D SPECIALISED FASTENERS (PTY) LTD | 0 | 0 | 0 | 4 | 0 | 0 | 0
M16 HEX NUT ZB | M16 GR8 HEX NUT Z/BLUE 16 934 GR8 ZB | FASTENERS |  | 125 | 375 | 625 | 163 | 0 | 0 | 462
M16 HT NYLOCK NUT | M16 HT NYLOCK NUT | FASTENERS |  | 25 | 75 | 125 | 317 | 0 | 0 | 0
M16 LOCK NUT | M16 HT LOCK NUT | FASTENERS | M&D SPECIALISED FASTENERS (PTY) LTD | 43 | 46 | 89 | 300 | 0 | 0 | 0
M16*1 | MM16*1 M/S THREADED ROD Z/BLUE - 16*1 975 ZB | FASTENERS | M&D SPECIALISED FASTENERS (PTY) LTD | 3 | 4 | 7 | 30 | 0 | 0 | 0
M16*110 | M16*110 GR8.8 HEX BOLT HOT | FASTENERS | M&D SPECIALISED FASTENERS (PTY) LTD | 0 | 0 | 0 | 4 | 0 | 0 | 0
M16*110 HT SET SCREW 16X110 933 8.8 | M16*110 HT SET SCREW 16X110 933 8.8 |  |  | 0 | 0 | 0 | 0 | 0 | 0 | 0
M16*120 HT HEX SET SCREW | M16*120 HT HEX SET SCREW 16X120 933 8.8 | FASTENERS | M&D SPECIALISED FASTENERS (PTY) LTD | 31 | 54 | 116 | 1300 | 0 | 0 | 0
M16*16 | M16*16 Hex Set Screws | FASTENERS |  | 50 | 150 | 250 | 157 | 0 | 0 | 0
M16*20 | M16*20 Hex Set Screws | FASTENERS | M&D SPECIALISED FASTENERS (PTY) LTD | 30 | 32 | 62 | 420 | 0 | 0 | 0
M16*25 | M16*25 Hex Set Screws | FASTENERS |  | 25 | 75 | 125 | 129 | 0 | 0 | 0
M16*40 HT HEX SET SCREW 8 . 8 Z/BLUE 16X40 933 8 . 8 ZB | M16*40 HT HEX SET SCREW 8 . 8 Z/BLUE 16X40 933 8 . 8 ZB | FASTENERS | M&D SPECIALISED FASTENERS (PTY) LTD | 17 | 18 | 35 | 320 | 0 | 0 | 0
M16X1 THREADED ROD ZB | M16X1 THREADED ROD 8 . 8 ZINC BLUE 16X1 975 8 .8 ZB | FASTENERS |  | 1 | 3 | 5 | 4 | 0 | 0 | 0
M16X110 HT SET SCREW 16X110 933 8.8 | M16X110 HT SET SCREW 16X110 933 8.8 | FASTENERS | M&D SPECIALISED FASTENERS (PTY) LTD | 0 | 1 | 1 | 10 | 0 | 0 | 0
M16X130 HT | M16X130 HT SET SCREW MECH | FASTENERS | M&D SPECIALISED FASTENERS (PTY) LTD | 0 | 0 | 0 | 2 | 0 | 0 | 0
M16X90 | M16X90 HT HEX SET SCREWS Z/BLUE | FASTENERS | M&D SPECIALISED FASTENERS (PTY) LTD | 25 | 27 | 77 | 300 | 0 | 0 | 0
M20 DIN 580 TESTED EYE BOLT GALV M20EYE OLD | M20 DIN 580 TESTED EYE BOLT GALV M20EYE OLD | FASTENERS | M&D SPECIALISED FASTENERS (PTY) LTD | 0 | 0 | 0 | 8 | 0 | 0 | 0
M20*20 GRUB SCREW Z/BLUE 20X20 916 14.9 ZB | M20*20 GRUB SCREW Z/BLUE 20X20 916 14.9 ZB | FASTENERS | M&D SPECIALISED FASTENERS (PTY) LTD | 0 | 0 | 0 | 2 | 0 | 0 | 0
M5 HT NUT Z/BLUE 5 934 GR8 ZB | M5 HT NUT Z/BLUE 5 934 GR8 ZB | FASTENERS | M&D SPECIALISED FASTENERS (PTY) LTD | 76 | 84 | 160 | 1450 | 0 | 0 | 0
M5*16 HT HEX SET SCREW Z/BLUE 5X16 933 8.8 ZB | M5*16 HT HEX SET SCREW Z/BLUE 5X16 933 8.8 ZB | FASTENERS | M&D SPECIALISED FASTENERS (PTY) LTD | 96 | 103 | 199 | 1820 | 0 | 0 | 0
M5*16 HT HEX SET SCREW ZB | M5*16 HT HEX SET SCREW Z/BLUE 5X16 933 8.8 ZB | FASTENERS |  | 25 | 75 | 125 | 41 | 0 | 0 | 84
M5*45 HT HEX SET SCREW | M5*45 HT HEX SET SCREW 5X45 933 8 . 8 | FASTENERS |  | 25 | 75 | 125 | 150 | 0 | 0 | 0
M5*45 HT HEX SET SCREW 5X45 933 8 . 8 | M5*45 HT HEX SET SCREW 5X45 933 8 . 8 | FASTENERS | M&D SPECIALISED FASTENERS (PTY) LTD | 14 | 18 | 32 | 260 | 0 | 0 | 0
M5001- | Majax-2 500 20.C.8 Mancooler c/w 2.2 kW 2P 525V With Start/Stop Box | FM - DONKIN | Air Speration | 0 | 0 | 0 | 1 | 0 | 0 | 0
M5X16X1.5 | HT Flat washer | FASTENERS | M&D SPECIALISED FASTENERS (PTY) LTD | 75 | 82 | 157 | 900 | 0 | 0 | 0
M5X16X1.5 Flat washer | M5X16X1.5 HT Flat washer | FASTENERS |  | 25 | 75 | 125 | 600 | 0 | 0 | 0
M5X25 | HEX SET SCREW - S/S 304 - A2 | FASTENERS | M&D SPECIALISED FASTENERS (PTY) LTD | 22 | 24 | 46 | 240 | 0 | 0 | 0
M6 (6.4 X12X1.6) FLAT WASHER DIN 125A ZINC BLUE | M6 (6.4 X12X1.6) FLAT WASHER DIN 125A ZINC BLUE | FASTENERS | M&D SPECIALISED FASTENERS (PTY) LTD | 271 | 363 | 634 | 5700 | 0 | 0 | 0
M6 FLAT WASHER ZB | M6 (6.4 X12X1.6) FLAT WASHER DIN 125A ZINC BLUE | FASTENERS |  | 130 | 390 | 650 | 192 | 0 | 0 | 458
M6 HT HEX NUT Z/BLUE 6 934 GR8 ZB | M6 HT HEX NUT Z/BLUE 6 934 GR8 ZB | FASTENERS | M&D SPECIALISED FASTENERS (PTY) LTD | 38 | 45 | 83 | 800 | 0 | 0 | 0
M6 HT HEX NUT ZB | M6 HT HEX NUT Z/BLUE 6 934 GR8 ZB | FASTENERS |  | 25 | 75 | 125 | 360 | 0 | 0 | 0
M6 HT NYLOCK NUT | M6 HT NYLOCK NUT | FASTENERS | M&D SPECIALISED FASTENERS (PTY) LTD | 136 | 193 | 329 | 2850 | 0 | 0 | 0
M6*16 CSK ALLEN CAP SCREW MECHANICAL YELLOW 6X16 7991 10.9 MY | M6*16 CSK ALLEN CAP SCREW MECHANICAL YELLOW 6X16 7991 10.9 MY | FASTENERS | M&D SPECIALISED FASTENERS (PTY) LTD | 2 | 2 | 4 | 30 | 0 | 0 | 0
M6*16 HT HEX SET SCREW | M6*16 HT HEX SET SCREW ENVIROPAS 6X16 933 8.8 EN | FASTENERS |  | 25 | 75 | 125 | 1234 | 0 | 0 | 0
M6*16 HT HEX SET SCREW ENVIROPAS 6X16 933 8.8 EN | M6*16 HT HEX SET SCREW ENVIROPAS 6X16 933 8.8 EN | FASTENERS | M&D SPECIALISED FASTENERS (PTY) LTD | 48 | 58 | 106 | 1000 | 0 | 0 | 0
M6*25 | M6*25 HT HEX SET SCREW S/S A2 | FASTENERS | M&D SPECIALISED FASTENERS (PTY) LTD | 14 | 17 | 44 | 300 | 0 | 0 | 0
M6*25 HT HEX SET SCREW Z/B | M6*25 HT HEX SET SCREW Z/BLUE | FASTENERS |  | 78 | 233 | 388 | 450 | 0 | 0 | 0
M6*25 HT HEX SET SCREW Z/BLUE | M6*25 HT HEX SET SCREW Z/BLUE | FASTENERS | M&D SPECIALISED FASTENERS (PTY) LTD | 148 | 226 | 374 | 3100 | 0 | 0 | 0
M6*35 HT SET SCREW Z/BLUE 6X35 933 8.8 ZB | M6*35 HT SET SCREW Z/BLUE 6X35 933 8.8 ZB | FASTENERS | M&D SPECIALISED FASTENERS (PTY) LTD | 44 | 55 | 99 | 800 | 0 | 0 | 0
M6*35 HT SET SCREW ZB | M6*35 HT SET SCREW Z/BLUE 6X35 933 8.8 ZB | FASTENERS |  | 25 | 75 | 125 | 40 | 0 | 0 | 85
M6X20X2 | M6x20x2 - Flat Washer Zinc Blue | Accessories | M&D SPECIALISED FASTENERS (PTY) LTD | 123 | 134 | 257 | 1000 | 0 | 0 | 0
M6X20X2 FLAT WASHER ZB | M6x20x2 - Flat Washer Zinc Blue | FASTENERS |  | 40 | 120 | 200 | 500 | 0 | 0 | 0
M8 . 4*20*3 FLAT WASHER Z/BLUE 8X20X3 OLD ZB | M8 . 4*20*3 FLAT WASHER Z/BLUE 8X20X3 OLD ZB | FASTENERS | M&D SPECIALISED FASTENERS (PTY) LTD | 33 | 55 | 88 | 700 | 0 | 0 | 0
M8 . 4*20*3 FLAT WASHER ZB | M8 . 4*20*3 FLAT WASHER Z/BLUE 8X20X3 OLD ZB | FASTENERS |  | 25 | 75 | 125 | 450 | 0 | 0 | 0
M8 ANCHOR BOLTS | M8 ANCHOR BOLTS | FASTENERS | M&D SPECIALISED FASTENERS (PTY) LTD | 2 | 5 | 7 | 20 | 0 | 0 | 0
M8 FLAT WASHER DIN 125A ZINC BLUE (8 . 4ID*16OD*1.6THICK) 8 125A ZB | M8 FLAT WASHER DIN 125A ZINC BLUE (8 . 4ID*16OD*1.6THICK) 8 125A ZB | FASTENERS | M&D SPECIALISED FASTENERS (PTY) LTD | 121 | 132 | 253 | 2700 | 0 | 0 | 0
M8 FLAT WASHER ZB | M8 FLAT WASHER DIN 125A ZINC BLUE (8 . 4ID*16OD*1.6THICK) 8 125A ZB | FASTENERS |  | 58 | 173 | 288 | 1196 | 0 | 0 | 0
M8 HEX NUT ZB | M8 HEX NUT ZINC/BLUE | FASTENERS |  | 25 | 75 | 125 | 130 | 0 | 0 | 0
M8 HT NYLOCK NUT | M8 HT NYLOCK NUT 8 985 GR8 | FASTENERS |  | 50 | 150 | 250 | 854 | 0 | 0 | 0
M8 HT NYLOCK NUT 8 985 GR8 | M8 HT NYLOCK NUT 8 985 GR8 | FASTENERS | M&D SPECIALISED FASTENERS (PTY) LTD | 97 | 110 | 207 | 2050 | 0 | 0 | 0
M8 NUT | M8 HEX NUT ZINC/BLUE | FASTENERS | M&D SPECIALISED FASTENERS (PTY) LTD | 39 | 42 | 81 | 350 | 0 | 0 | 0
M8*16 | M8*16 HT SET SCREW S/S A2 | FASTENERS | M&D SPECIALISED FASTENERS (PTY) LTD | 27 | 30 | 57 | 300 | 0 | 0 | 0
M8*16 HT SET SCREW Z/BLUE | M8*16 HT SET SCREW Z/BLUE | FASTENERS | M&D SPECIALISED FASTENERS (PTY) LTD | 38 | 52 | 128 | 1590 | 0 | 0 | 0
M8*25 HT HEX 8 . 8 SET SCREW Z/BLUE 8X25 933 8 . 8 ZB | M8*25 HT HEX 8 . 8 SET SCREW Z/BLUE 8X25 933 8 . 8 ZB | FASTENERS | M&D SPECIALISED FASTENERS (PTY) LTD | 37 | 41 | 78 | 900 | 0 | 0 | 0
M8*25 HT HEX 8.8 SET SCREW | M8*25 HT HEX 8 . 8 SET SCREW Z/BLUE 8X25 933 8 . 8 ZB | FASTENERS |  | 25 | 75 | 125 | 107 | 0 | 0 | 0
M8X25 | HEX SET SCREW - S/S 304 - A2 | FASTENERS | M&D SPECIALISED FASTENERS (PTY) LTD | 22 | 24 | 46 | 240 | 0 | 0 | 0
M8X70 | M8X70 HT HEX SET SCREWS ZINC/BLUE | FASTENERS | M&D SPECIALISED FASTENERS (PTY) LTD | 29 | 35 | 93 | 520 | 0 | 0 | 0
M8X75 | M8X75 HT HEX SET SCREWS ZINC/BLUE | FASTENERS |  | 5 | 15 | 25 | 19 | 0 | 0 | 0
MANUFACTURE RAW CASINGS | RAW CASING | FM - CASING | TS TELEKI T/A VENT SYSTEM AND PROJECTS | 16 | 21 | 37 | 94 | 0 | 0 | 0
MB1000 | 1000Diam Mounting Brackets (4 per set) | FM - MBRACKET |  | 1 | 3 | 5 | 3 | 0 | 0 | 2
MB1000HD | 1000Diam Mounting Brackets Heavy Duty (4 per set) | FM - MBRACKET |  | 0 | 0 | 0 | 1 | 0 | 0 | 0
MB1000UG | 1000diam mounting brackets Ungalvanized (4 per set) | FM - DONKIN | ULTIMATENG (PTY) LTD | 6 | 8 | 14 | 12 | 0 | 0 | 0
MB315 | 315Diam Mounting Brackets (4 per set) | FM - MBRACKET | CFW Fans (Pty) Ltd | 0 | 0 | 0 | 2 | 0 | 0 | 0
MB315UG | 315Diam Mounting Brackets Ungalvanised (4 per set) | FM - MBRACKET |  | 0 | 0 | 0 | 0 | 0 | 0 | 0
MB400 | 400Diam Mounting Brackets (4 per set) | FM - MBRACKET | CFW Fans (Pty) Ltd | 0 | 0 | 0 | 2 | 0 | 0 | 0
MB400UG | 400Diam Mounting Brackets Ungalvanised (4 per set) | FM - MBRACKET |  | 0 | 0 | 0 | 0 | 0 | 0 | 0
MB500 | 500Diam Mounting Brackets (4 per set) | FM - MBRACKET | CFW Fans (Pty) Ltd | 0 | 0 | 0 | 1 | 0 | 0 | 0
MB500UG | 500Diam Mounting Brackets Ungalvanised (4 per set) | FM - MBRACKET |  | 0 | 0 | 0 | 0 | 0 | 0 | 0
MB560 | 560Diam Mounting Brackets (4 per set) | FM - MBRACKET | CFW Fans (Pty) Ltd | 0 | 0 | 0 | 1 | 0 | 0 | 0
MB560UG | 560Diam Mounting Brackets Ungalvanised (4 per set) | FM - MBRACKET |  | 0 | 0 | 0 | 0 | 0 | 0 | 0
MB630 | 630Diam Mounting Brackets (4 per set) | FM - MBRACKET | GALVAGLOW (PTY) LTD | 2 | 2 | 7 | 10 | 0 | 4 | 0
MB630UG | 630Diam Mounting Brackets Ungalvanised (4 per set) | FM - MBRACKET | ULTIMATENG (PTY) LTD | 4 | 7 | 16 | 35 | 0 | 0 | 0
MB710 | 710Diam Mounting Brackets (4 per set) | FM - MBRACKET | GALVAGLOW (PTY) LTD | 2 | 2 | 6 | 9 | 0 | 5 | 0
MB710UG | 710Diam Mounting Brackets Ungalvanised (4 per set) | FM - MBRACKET | ULTIMATENG (PTY) LTD | 4 | 7 | 15 | 32 | 0 | 0 | 0
MB800 | 800Diam Mounting Brackets (4 per set) | FM - MBRACKET | CFW Fans (Pty) Ltd | 0 | 0 | 0 | 9 | 0 | 6 | 0
MB800UG | 800Diam Mounting Brackets Ungalvanised (4 per set) | FM - MBRACKET | ULTIMATENG (PTY) LTD | 6 | 10 | 21 | 44 | 0 | 0 | 0
MB900 | 900Diam Mounting Brackets (4 per set) | FM - MBRACKET |  | 1 | 3 | 5 | 3 | 0 | 4 | 0
MB900HD | 900Diam Mounting Brackets Heavy Duty (4 per set) | FM - MBRACKET |  | 0 | 0 | 0 | 1 | 0 | 0 | 0
MB900UG | 900Diam Mounting Brackets Ungalvanised (4 per set) | FM - MBRACKET | ULTIMATENG (PTY) LTD | 6 | 10 | 22 | 24 | 0 | 0 | 0
MF | Mounting Feet |  |  | 0 | 0 | 0 | 0 | 0 | 0 | 0
MF125011006 | MFAJAX-3 1250 c/w 11,00KW 6P 380V | FM - DONKIN |  | 0 | 0 | 0 | 0 | 0 | 0 | 0
MF125015006 | MFAJAX-3 1250 c/w 15,00KW 6P 380V | FM - DONKIN |  | 0 | 0 | 0 | 0 | 0 | 0 | 0
MF125018506 | MFAJAX-3 1250 c/w 18,50KW 6P 380V | FM - DONKIN |  | 0 | 0 | 0 | 0 | 0 | 0 | 0
MF12502206 | MFAJAX-3 1250 c/w 2,20KW 6P 380V | FM - DONKIN |  | 0 | 0 | 0 | 0 | 0 | 0 | 0
MF12503006 | MFAJAX-3 1250 c/w 3,00KW 6P 380V | FM - DONKIN |  | 0 | 0 | 0 | 0 | 0 | 0 | 0
MF12504006 | MFAJAX-3 1250 c/w 4,00KW 6P 380V | FM - DONKIN |  | 0 | 0 | 0 | 0 | 0 | 0 | 0
MF12504008 | MFAJAX-3 1250 c/w 4,00KW 8P 380V | FM - DONKIN |  | 0 | 0 | 0 | 0 | 0 | 0 | 0
MF12505506 | MFAJAX-3 1250 c/w 5,50KW 6P 380V | FM - DONKIN |  | 0 | 0 | 0 | 0 | 0 | 0 | 0
MF12505508 | MFAJAX-3 1250 c/w 5,50KW 8P 380V | FM - DONKIN |  | 0 | 0 | 0 | 0 | 0 | 0 | 0
MF12507506 | MFAJAX-3 1250 c/w 7,50KW 6P 380V | FM - DONKIN |  | 0 | 0 | 0 | 0 | 0 | 0 | 0
MF12507508 | MFAJAX-3 1250 c/w 7,50KW 8P 380V | FM - DONKIN |  | 0 | 0 | 0 | 0 | 0 | 0 | 0
MFA100011004 | MAXFLO 1000/250/14 A c/w 11,00KW 4P 380V | FM - DONKIN | Air Speration | 0 | 0 | 0 | 3 | 0 | 0 | 0
MFA100015004 | MAXFLO 1000/250/14 A c/w 15,00KW 4P 380V | FM - DONKIN |  | 0 | 0 | 0 | 0 | 0 | 0 | 0
MFA100018504 | MAXFLO 1000/250/14 A c/w 18,50KW 4P 380V | FM - DONKIN |  | 0 | 0 | 0 | 0 | 0 | 0 | 0
MFA10002206 | MAXFLO 1000/250/14 A c/w 2,20KW 6P 380V | FM - DONKIN |  | 0 | 0 | 0 | 0 | 0 | 0 | 0
MFA10003006 | MAXFLO 1000/250/14 A c/w 3,00KW 6P 380V | FM - DONKIN |  | 0 | 0 | 0 | 0 | 0 | 0 | 0
MFA10004004 | MAXFLO 1000/250/14 A c/w 4,00KW 4P 380V | FM - DONKIN | Centrifab (Pty) Ltd | 0 | 0 | 0 | 1 | 0 | 0 | 0
MFA10004006 | MAXFLO 1000/250/14 A c/w 4,00KW 6P 380V | FM - DONKIN |  | 0 | 0 | 0 | 0 | 0 | 0 | 0
MFA10005504 | MAXFLO 1000/250/14 A c/w 5,50KW 4P 380V | FM - DONKIN |  | 0 | 0 | 0 | 0 | 0 | 0 | 0
MFA10005506 | MAXFLO 1000/250/14 A c/w 5,50KW 6P 380V | FM - DONKIN |  | 0 | 0 | 0 | 0 | 0 | 0 | 0
MFA10007504 | MAXFLO 1000/250/14 A c/w 7,50KW 4P 380V | FM - DONKIN |  | 0 | 0 | 0 | 0 | 0 | 0 | 0
MFA3150186 | MAXFLO 315/150/10 A c/w 0,18KW 6P 380V | FM - DONKIN |  | 0 | 0 | 0 | 0 | 0 | 0 | 0
MFA3150552 | MAXFLO 315/150/10 A c/w 0,55KW 2P 380V | FM - DONKIN |  | 0 | 0 | 0 | 0 | 0 | 0 | 0
MFA3150752 | MAXFLO 315/150/10 A c/w 0,75KW 2P 380V | FM - DONKIN |  | 0 | 0 | 0 | 0 | 0 | 0 | 0
MFA4000374 | MAXFLO 400/150/10 A c/w 0,37KW 4P 380V | FM - DONKIN |  | 0 | 0 | 0 | 0 | 0 | 0 | 0
MFA4000552 | MAXFLO 400/150/10 A c/w 0,55KW 2P 380V | FM - DONKIN |  | 0 | 0 | 0 | 0 | 0 | 0 | 0
MFA4000554 | MAXFLO 400/150/10 A c/w 0,55KW 4P 380V | FM - DONKIN |  | 0 | 0 | 0 | 0 | 0 | 0 | 0
MFA4000556 | MAXFLO 400/150/10 A c/w 0,55KW 6P 380V | FM - DONKIN |  | 0 | 0 | 0 | 0 | 0 | 0 | 0
MFA4000752 | MAXFLO 400/150/10 A c/w 0,75KW 2P 380V | FM - DONKIN |  | 0 | 0 | 0 | 0 | 0 | 0 | 0
MFA4001102 | MAXFLO 400/150/10 A c/w 1,10KW 2P 380V | FM - DONKIN | Air Speration | 0 | 0 | 0 | 0 | 0 | 0 | 0
MFA4001502 | MAXFLO 400/150/10 A c/w 1.50KW 2P 380V | FM - DONKIN |  | 0 | 0 | 0 | 0 | 0 | 0 | 0
MFA4002202 | MAXFLO 400/150/10 A c/w 2,20KW 2P 380V | FM - DONKIN |  | 0 | 0 | 0 | 0 | 0 | 0 | 0
MFA5000254 | MAXFLO 500/150/10 A c/w 0,25KW 4P 380V | FM - DONKIN |  | 0 | 0 | 0 | 0 | 0 | 0 | 0
MFA5000554 | MAXFLO 500/150/10 A c/w 0,55KW 4P 380V | FM - DONKIN | Air Speration | 0 | 0 | 0 | 0 | 0 | 0 | 0
MFA5000556 | MAXFLO 500/150/10 A c/w 0,55KW 6P 380V | FM - DONKIN |  | 0 | 0 | 0 | 0 | 0 | 0 | 0
MFA5000754 | MAXFLO 500/150/10 A c/w 0,75KW 4P 380V | FM - DONKIN |  | 0 | 0 | 0 | 0 | 0 | 0 | 0
MFA5001102 | MAXFLO 500/150/10 A c/w 1,10KW 2P 380V | FM - DONKIN |  | 0 | 0 | 0 | 0 | 0 | 0 | 0
MFA5001104 | MAXFLO 500/150/10 A c/w 1,10KW 4P 380V | FM - DONKIN |  | 0 | 0 | 0 | 0 | 0 | 0 | 0
MFA5001504 | MAXFLO 500/150/10 A c/w 1,50KW 4P 380V | FM - DONKIN |  | 0 | 0 | 0 | 0 | 0 | 0 | 0
MFA5002202 | MAXFLO 500/150/10 A c/w 2,20KW 2P 380V | FM - DONKIN | Air Speration | 0 | 0 | 0 | 0 | 0 | 0 | 0
MFA5003002 | MAXFLO 500/150/10 A c/w 3KW 2P 380V |  |  | 0 | 0 | 0 | 0 | 0 | 0 | 0
MFA5004002 | MAXFLO 500/150/10 A c/w 4,00KW 2P 380V | FM - DONKIN |  | 0 | 0 | 0 | 0 | 0 | 0 | 0
MFA500FP | MAXFLO 500/150/10 A c/w 0,25KW 4P 380V Flame Proof |  |  | 0 | 0 | 0 | 0 | 0 | 0 | 0
MFA90011004 | MAXFLO 900/250/14 A c/w 11,00KW 4P 380V | FM - DONKIN | Air Speration | 0 | 0 | 0 | 1 | 0 | 0 | 0
MFA9001506 | MAXFLO 900/250/14 A c/w 1,50KW 6P 380V | FM - DONKIN |  | 0 | 0 | 0 | 0 | 0 | 0 | 0
MFA9002204 | MAXFLO 900/250/14 A c/w 2,20KW 4P 380V | FM - DONKIN | Centrifab (Pty) Ltd | 0 | 0 | 0 | 1 | 0 | 0 | 0
MFA9003004 | MAXFLO 900/250/14 A c/w 3,00KW 4P 380V | FM - DONKIN |  | 0 | 0 | 0 | 0 | 0 | 0 | 0
MFA9003006 | MAXFLO 900/250/14 A c/w 3,00KW 6P 380V | FM - DONKIN |  | 0 | 0 | 0 | 0 | 0 | 0 | 0
MFA9004004 | MAXFLO 900/250/14 A c/w 4,00KW 4P 380V | FM - DONKIN |  | 0 | 0 | 0 | 0 | 0 | 0 | 0
MFA9004006 | MAXFLO 900/250/14 A c/w 4,00KW 6P 380V | FM - DONKIN |  | 0 | 0 | 0 | 0 | 0 | 0 | 0
MFA9005504 | MAXFLO 900/250/14 A c/w 5,50KW 4P 380V | FM - DONKIN |  | 0 | 0 | 0 | 0 | 0 | 0 | 0
MFA9007504 | MAXFLO 900/250/14 A c/w 7,50KW 4P 380V | FM - DONKIN |  | 0 | 0 | 0 | 0 | 0 | 0 | 0
MFAY5600256 | MAXFLO 560/150/10 A c/w 0,25KW 6P 380V | FM - DONKIN |  | 0 | 0 | 0 | 0 | 0 | 0 | 0
MFAY5600374 | MAXFLO 560/150/10 A c/w 0,37KW 4P 380V | FM - DONKIN |  | 0 | 0 | 0 | 0 | 0 | 0 | 0
MFAY5600554 | MAXFLO 560/150/10 A c/w 0,55KW 4P 380V | FM - DONKIN | Air Speration | 0 | 0 | 0 | 0 | 0 | 0 | 0
MFAY5600556 | MAXFLO 560/150/10 A c/w 0,55KW 6P 380V | FM - DONKIN |  | 0 | 0 | 0 | 0 | 0 | 0 | 0
MFAY5600754 | MAXFLO 560/150/10 A c/w 0,75KW 4P 380V | FM - DONKIN |  | 0 | 0 | 0 | 0 | 0 | 0 | 0
MFAY5601104 | MAXFLO 560/150/10 A c/w 1,10KW 4P 380V | FM - DONKIN |  | 0 | 0 | 0 | 0 | 0 | 0 | 0
MFAY5601104. | MAXFLO 560/150/10 A c/w 0,75KW 4P 220V |  |  | 0 | 0 | 0 | 0 | 0 | 0 | 0
MFAY5601504 | MAXFLO 560/150/10 A c/w 1,50KW 4P 380V | FM - DONKIN |  | 0 | 0 | 0 | 0 | 0 | 0 | 0
MFAY5602202 | MAXFLO 560/150/10 A c/w 2,20KW 2P 380V | FM - DONKIN |  | 0 | 0 | 0 | 0 | 0 | 0 | 0
MFAY5604002 | MAXFLO 560/150/10 A c/w 4,00KW 2P 380V | FM - DONKIN |  | 0 | 0 | 0 | 0 | 0 | 0 | 0
MFAY6300374 | MAXFLO 630/150/10 A c/w 0,37KW 4P 380V | FM - DONKIN |  | 0 | 0 | 0 | 0 | 0 | 0 | 0
MFAY6300554 | MAXFLO 630/150/10 A c/w 0,55KW 4P 380V | FM - DONKIN | Centrifab (Pty) Ltd | 0 | 0 | 0 | 2 | 0 | 0 | 0
MFAY6300556 | MAXFLO 630/150/10 A c/w 0,55KW 6P 380V | FM - DONKIN |  | 0 | 0 | 0 | 0 | 0 | 0 | 0
MFAY6300754 | MAXFLO 630/150/10 A c/w 0,75KW 4P 380V | FM - DONKIN |  | 0 | 0 | 0 | 0 | 0 | 0 | 0
MFAY6300756 | MAXFLO 630/150/10 A c/w 0,75KW 6P 380V | FM - DONKIN |  | 0 | 0 | 0 | 0 | 0 | 0 | 0
MFAY6301104 | MAXFLO 630/150/10 A c/w 1,10KW 4P 380V | FM - DONKIN |  | 0 | 0 | 0 | 0 | 0 | 0 | 0
MFAY6301106 | MAXFLO 630/150/10 A c/w 1,10KW 6P 380V | FM - DONKIN |  | 0 | 0 | 0 | 0 | 0 | 0 | 0
MFAY6301504 | MAXFLO 630/150/10 A c/w 1,50KW 4P 380V | FM - DONKIN |  | 0 | 0 | 0 | 0 | 0 | 0 | 0
MFAY6302204 | MAXFLO 630/150/10 A c/w 2,20KW 4P 380V | FM - DONKIN |  | 0 | 0 | 0 | 0 | 0 | 0 | 0
MFAY6303004 | MAXFLO 630/150/10 A c/w 3,00KW 4P 380V | FM - DONKIN |  | 0 | 0 | 0 | 0 | 0 | 0 | 0
MFAY6304002 | MAXFLO 630/150/10 A c/w 4,00KW 2P 380V | FM - DONKIN |  | 0 | 0 | 0 | 0 | 0 | 0 | 0
MFAY6304004 | MAXFLO 630/150/10 A c/w 4,00KW 4P 380V | FM - DONKIN |  | 0 | 0 | 0 | 0 | 0 | 0 | 0
MFAY7100556 | MAXFLO 710/150/10 A c/w 0,55KW 6P 380V | FM - DONKIN |  | 0 | 0 | 0 | 0 | 0 | 0 | 0
MFAY7100754 | MAXFLO 710/150/10 A c/w 0,75KW 4P 380V | FM - DONKIN |  | 0 | 0 | 0 | 0 | 0 | 0 | 0
MFAY7101104 | MAXFLO 710/150/10 A c/w 1,10KW 4P 380V | FM - DONKIN | Air Speration | 0 | 0 | 0 | 9 | 0 | 0 | 0
MFAY7101106 | MAXFLO 710/150/10 A c/w 1,10KW 6P 380V | FM - DONKIN |  | 0 | 0 | 0 | 0 | 0 | 0 | 0
MFAY7101504 | MAXFLO 710/150/10 A c/w 1,50KW 4P 380V | FM - DONKIN |  | 0 | 0 | 0 | 0 | 0 | 0 | 0
MFAY7101506 | MAXFLO 710/150/10 A c/w 1,50KW 6P 380V | FM - DONKIN |  | 0 | 0 | 0 | 0 | 0 | 0 | 0
MFAY7102204 | MAXFLO 710/150/10 A c/w 2,20KW 4P 380V | FM - DONKIN |  | 0 | 0 | 0 | 0 | 0 | 0 | 0
MFAY7103004 | MAXFLO 710/150/10 A c/w 3,00KW 4P 380V | FM - DONKIN |  | 0 | 0 | 0 | 0 | 0 | 0 | 0
MFAY7104004 | MAXFLO 710/150/10 A c/w 4,00KW 4P 380V | FM - DONKIN | Air Speration | 0 | 0 | 0 | 0 | 0 | 0 | 0
MFAY7105504 | MAXFLO 710/150/10 A c/w 5,50KW 4P 380V | FM - DONKIN |  | 0 | 0 | 0 | 0 | 0 | 0 | 0
MFAY8000556 | MAXFLO 800/150/10 A c/w 0,55KW 6P 380V | FM - DONKIN |  | 0 | 0 | 0 | 0 | 0 | 0 | 0
MFAY8000756 | MAXFLO 800/150/10 A c/w 0,75KW 6P 380V | FM - DONKIN | Centrifab (Pty) Ltd | 0 | 0 | 0 | 0 | 0 | 0 | 0
MFAY8001104 | MAXFLO 800/150/10 A c/w 1,10KW 4P 380V | FM - DONKIN |  | 0 | 0 | 0 | 0 | 0 | 0 | 0
MFAY8001106 | MAXFLO 800/150/10 A c/w 1,10KW 6P 380V | FM - DONKIN |  | 0 | 0 | 0 | 0 | 0 | 0 | 0
MFAY8001504 | MAXFLO 800/150/10 A c/w 1,50KW 4P 380V | FM - DONKIN |  | 0 | 0 | 0 | 0 | 0 | 0 | 0
MFAY8001506 | MAXFLO 800/150/10 A c/w 1,50KW 6P 380V | FM - DONKIN |  | 0 | 0 | 0 | 0 | 0 | 0 | 0
MFAY8002204 | MAXFLO 800/150/10 A c/w 2,20KW 4P 380V | FM - DONKIN |  | 0 | 0 | 0 | 0 | 0 | 0 | 0
MFAY8002206 | MAXFLO 800/150/10 A c/w 2,20KW 6P 380V | FM - DONKIN |  | 0 | 0 | 0 | 0 | 0 | 0 | 0
MFAY8003004 | MAXFLO 800/150/10 A c/w 3,00KW 4P 380V | FM - DONKIN |  | 0 | 0 | 0 | 0 | 0 | 0 | 0
MFAY8003006 | MAXFLO 800/150/10 A c/w 3,00KW 6P 380V | FM - DONKIN |  | 0 | 0 | 0 | 0 | 0 | 0 | 0
MFAY8004004 | MAXFLO 800/150/10 A c/w 4,00KW 4P 380V | FM - DONKIN |  | 0 | 0 | 0 | 0 | 0 | 0 | 0
MFAY8005504 | MAXFLO 800/150/10 A c/w 5,50KW 4P 380V | FM - DONKIN |  | 0 | 0 | 0 | 0 | 0 | 0 | 0
MFAY8007504 | MAXFLO 800/150/10 A c/w 7,50KW 4P 380V | FM - DONKIN |  | 0 | 0 | 0 | 0 | 0 | 0 | 0
MFAZ5600374 | MAXFLO 560/250/14 A c/w 0,37KW 4P 380V | FM - DONKIN |  | 0 | 0 | 0 | 0 | 0 | 0 | 0
MFAZ5600554 | MAXFLO 560/250/14 A c/w 0,55KW 4P 380V | FM - DONKIN |  | 0 | 0 | 0 | 0 | 0 | 0 | 0
MFAZ5600556 | MAXFLO 560/250/14 A c/w 0,55KW 6P 380V | FM - DONKIN |  | 0 | 0 | 0 | 0 | 0 | 0 | 0
MFAZ5600754 | MAXFLO 560/250/14 A c/w 0,75KW 4P 380V | FM - DONKIN |  | 0 | 0 | 0 | 0 | 0 | 0 | 0
MFAZ5600756 | MAXFLO 560/250/14 A c/w 0,75KW 6P 380V | FM - DONKIN |  | 0 | 0 | 0 | 0 | 0 | 0 | 0
MFAZ5601104 | MAXFLO 560/250/14 A c/w 1,10KW 4P 380V | FM - DONKIN |  | 0 | 0 | 0 | 0 | 0 | 0 | 0
MFAZ5601504 | MAXFLO 560/250/14 A c/w 1,50KW 4P 380V | FM - DONKIN |  | 0 | 0 | 0 | 0 | 0 | 0 | 0
MFAZ5602202 | MAXFLO 560/250/14 A c/w 2,20KW 2P 380V | FM - DONKIN |  | 0 | 0 | 0 | 0 | 0 | 0 | 0
MFAZ5604002 | MAXFLO 560/250/14 A c/w 4,00KW 2P 380V | FM - DONKIN | Air Speration | 0 | 0 | 0 | 0 | 0 | 0 | 0
MFAZ6300374 | MAXFLO 630/250/14 A c/w 0,37KW 4P 380V | FM - DONKIN | Centrifab (Pty) Ltd | 0 | 0 | 0 | 1 | 0 | 0 | 0
MFAZ6300554 | MAXFLO 630/250/14 A c/w 0,55KW 4P 380V | FM - DONKIN |  | 0 | 0 | 0 | 0 | 0 | 0 | 0
MFAZ6300754 | MAXFLO 630/250/14 A c/w 0,75KW 4P 380V | FM - DONKIN |  | 0 | 0 | 0 | 0 | 0 | 0 | 0
MFAZ6301104 | MAXFLO 630/250/14 A c/w 1,10KW 4P 380V | FM - DONKIN | Air Speration | 0 | 0 | 0 | 0 | 0 | 0 | 0
MFAZ6301504 | MAXFLO 630/250/14 A c/w 1,50KW 4P 380V | FM - DONKIN | Centrifab (Pty) Ltd | 0 | 0 | 0 | 0 | 0 | 0 | 0
MFAZ6302204 | MAXFLO 630/250/14 A c/w 2,20KW 4P 380V | FM - DONKIN |  | 0 | 0 | 0 | 0 | 0 | 0 | 0
MFAZ6303004 | MAXFLO 630/250/14 A c/w 3,00KW 4P 380V | FM - DONKIN |  | 0 | 0 | 0 | 0 | 0 | 0 | 0
MFAZ6304002 | MAXFLO 630/250/14 A c/w 4,00KW 2P 380V | FM - DONKIN |  | 0 | 0 | 0 | 0 | 0 | 0 | 0
MFAZ6304004 | MAXFLO 630/250/14 A c/w 4,00KW 4P 380V | FM - DONKIN |  | 0 | 0 | 0 | 0 | 0 | 0 | 0
MFAZ7100556 | MAXFLO 710/250/14 A c/w 0,55KW 6P 380V | FM - DONKIN |  | 0 | 0 | 0 | 0 | 0 | 0 | 0
MFAZ7100754 | MAXFLO 710/250/14 A c/w 0,75KW 4P 380V | FM - DONKIN |  | 0 | 0 | 0 | 0 | 0 | 0 | 0
MFAZ7101104 | MAXFLO 710/250/14 A c/w 1,10KW 4P 380V | FM - DONKIN | Air Speration | 0 | 0 | 0 | 0 | 0 | 0 | 0
MFAZ7101106 | MAXFLO 710/250/14 A c/w 1,10KW 6P 380V | FM - DONKIN |  | 0 | 0 | 0 | 0 | 0 | 0 | 0
MFAZ7101504 | MAXFLO 710/250/14 A c/w 1,50KW 4P 380V | FM - DONKIN |  | 0 | 0 | 0 | 0 | 0 | 0 | 0
MFAZ7101506 | MAXFLO 710/250/14 A c/w 1,50KW 6P 380V | FM - DONKIN |  | 0 | 0 | 0 | 0 | 0 | 0 | 0
MFAZ7102204 | MAXFLO 710/250/14 A c/w 2,20KW 4P 380V | FM - DONKIN |  | 0 | 0 | 0 | 0 | 0 | 0 | 0
MFAZ7103004 | MAXFLO 710/250/14 A c/w 3,00KW 4P 380V | FM - DONKIN |  | 0 | 0 | 0 | 0 | 0 | 0 | 0
MFAZ7104004 | MAXFLO 710/250/14 A c/w 4,00KW 4P 380V | FM - DONKIN |  | 0 | 0 | 0 | 0 | 0 | 0 | 0
MFAZ7105504 | MAXFLO 710/250/14 A c/w 5,50KW 4P 380V | FM - DONKIN | Air Speration | 0 | 0 | 0 | 0 | 0 | 0 | 0
MFAZ8000556 | MAXFLO 800/250/14 A c/w 0,55KW 6P 380V | FM - DONKIN |  | 0 | 0 | 0 | 0 | 0 | 0 | 0
MFAZ8000756 | MAXFLO 800/250/14 A c/w 0,75KW 6P 380V | FM - DONKIN |  | 0 | 0 | 0 | 0 | 0 | 0 | 0
MFAZ8001104 | MAXFLO 800/250/14 A c/w 1,10KW 4P 380V | FM - DONKIN |  | 0 | 0 | 0 | 0 | 0 | 0 | 0
MFAZ8001106 | MAXFLO 800/250/14 A c/w 1,10KW 6P 380V | FM - DONKIN |  | 0 | 0 | 0 | 0 | 0 | 0 | 0
MFAZ8001504 | MAXFLO 800/250/14 A c/w 1,50KW 4P 380V | FM - DONKIN |  | 0 | 0 | 0 | 0 | 0 | 0 | 0
MFAZ8001506 | MAXFLO 800/250/14 A c/w 1,50KW 6P 380V | FM - DONKIN |  | 0 | 0 | 0 | 0 | 0 | 0 | 0
MFAZ8002204 | MAXFLO 800/250/14 A c/w 2,20KW 4P 380V | FM - DONKIN | Air Speration | 0 | 0 | 0 | 0 | 0 | 0 | 0
MFAZ8002206 | MAXFLO 800/250/14 A c/w 2,20KW 6P 380V | FM - DONKIN |  | 0 | 0 | 0 | 0 | 0 | 0 | 0
MFAZ8003004 | MAXFLO 800/250/14 A c/w 3,00KW 4P 380V | FM - DONKIN |  | 0 | 0 | 0 | 0 | 0 | 0 | 0
MFAZ8003006 | MAXFLO 800/250/14 A c/w 3,00KW 6P 380V | FM - DONKIN |  | 0 | 0 | 0 | 0 | 0 | 0 | 0
MFAZ8004004 | MAXFLO 800/250/14 A c/w 4,00KW 4P 380V | FM - DONKIN |  | 0 | 0 | 0 | 0 | 0 | 0 | 0
MFAZ8005504 | MAXFLO 800/250/14 A c/w 5,50KW 4P 380V | FM - DONKIN |  | 0 | 0 | 0 | 0 | 0 | 0 | 0
MFAZ8007504 | MAXFLO 800/250/14 A c/w 7,50KW 4P 380V | FM - DONKIN |  | 0 | 0 | 0 | 0 | 0 | 0 | 0
MFP100011004 | MAXFLO 1000/250/14 P c/w 11,00KW 4P 380V | FM - DONKIN |  | 0 | 0 | 0 | 0 | 0 | 0 | 0
MFP100015004 | MAXFLO 1000/250/14 P c/w 15,00KW 4P 380V | FM - DONKIN |  | 0 | 0 | 0 | 0 | 0 | 0 | 0
MFP100018504 | MAXFLO 1000/250/14 P c/w 18,50KW 4P 380V | FM - DONKIN |  | 0 | 0 | 0 | 0 | 0 | 0 | 0
MFP10002206 | MAXFLO 1000/250/14 P c/w 2,20KW 6P 380V | FM - DONKIN |  | 0 | 0 | 0 | 0 | 0 | 0 | 0
MFP10003006 | MAXFLO 1000/250/14 P c/w 3,00KW 6P 380V | FM - DONKIN |  | 0 | 0 | 0 | 0 | 0 | 0 | 0
MFP10004004 | MAXFLO 1000/250/14 P c/w 4,00KW 4P 380V | FM - DONKIN |  | 0 | 0 | 0 | 0 | 0 | 0 | 0
MFP10004006 | MAXFLO 1000/250/14 P c/w 4,00KW 6P 380V | FM - DONKIN |  | 0 | 0 | 0 | 0 | 0 | 0 | 0
MFP10005504 | MAXFLO 1000/250/14 P c/w 5,50KW 4P 380V | FM - DONKIN |  | 0 | 0 | 0 | 0 | 0 | 0 | 0
MFP10005506 | MAXFLO 1000/250/14 P c/w 5,50KW 6P 380V | FM - DONKIN |  | 0 | 0 | 0 | 0 | 0 | 0 | 0
MFP10007504 | MAXFLO 1000/250/14 P c/w 7,50KW 4P 380V | FM - DONKIN |  | 0 | 0 | 0 | 0 | 0 | 0 | 0
MFP3150186 | MAXFLO 315/150/10 P c/w 0,18KW 6P 380V | FM - DONKIN |  | 0 | 0 | 0 | 0 | 0 | 0 | 0
MFP3150254 | MAXFLO 315/150/10 P c/w 0,25KW 4P 380V | FM - DONKIN | Air Speration | 0 | 0 | 0 | 0 | 0 | 0 | 0
MFP3150374 | MAXFLO 315/150/10 P c/w 0,37KW 4P 380V | FM - DONKIN |  | 0 | 0 | 0 | 0 | 0 | 0 | 0
MFP3150552 | MAXFLO 315/150/10 P c/w 0,55KW 2P 380V | FM - DONKIN | Air Speration | 0 | 0 | 0 | 0 | 0 | 0 | 0
MFP3150752 | MAXFLO 315/150/10 P c/w 0,75KW 2P 380V | FM - DONKIN | Air Speration | 0 | 0 | 0 | 0 | 0 | 0 | 0
MFP4000254 | MAXFLO 400/150/10 P c/w 0,25KW 4P 380V | FM - DONKIN | Centrifab (Pty) Ltd | 0 | 0 | 0 | 0 | 0 | 0 | 0
MFP4000374 | MAXFLO 400/150/10 P c/w 0,37KW 4P 380V | FM - DONKIN | Centrifab (Pty) Ltd | 0 | 0 | 0 | 0 | 0 | 0 | 0
MFP4000552 | MAXFLO 400/150/10 P c/w 0,55KW 2P 380V | FM - DONKIN |  | 0 | 0 | 0 | 0 | 0 | 0 | 0
MFP4000554 | MAXFLO 400/150/10 P c/w 0,55KW 4P 380V | FM - DONKIN |  | 0 | 0 | 0 | 0 | 0 | 0 | 0
MFP4000556 | MAXFLO 400/150/10 P c/w 0,55KW 6P 380V | FM - DONKIN |  | 0 | 0 | 0 | 0 | 0 | 0 | 0
MFP4000752 | MAXFLO 400/150/10 P c/w 0,75KW 2P 380V | FM - DONKIN |  | 0 | 0 | 0 | 0 | 0 | 0 | 0
MFP4001102 | MAXFLO 400/150/10 P c/w 1,10KW 2P 380V | FM - DONKIN | Air Speration | 0 | 0 | 0 | 0 | 0 | 0 | 0
MFP4002202 | MAXFLO 400/150/10 P c/w 2,20KW 2P 380V | FM - DONKIN |  | 0 | 0 | 0 | 0 | 0 | 0 | 0
MFP5000374 | MAXFLO 500/150/10 P c/w 0,37KW 4P 380V | FM - DONKIN | Air Speration | 0 | 0 | 0 | 0 | 0 | 0 | 0
MFP5000554 | MAXFLO 500/150/10 P c/w 0,55KW 4P 380V | FM - DONKIN | Air Speration | 0 | 0 | 0 | 0 | 0 | 0 | 0
MFP5000556 | MAXFLO 500/150/10 P c/w 0,55KW 6P 380V | FM - DONKIN |  | 0 | 0 | 0 | 0 | 0 | 0 | 0
MFP5000754 | MAXFLO 500/150/10 P c/w 0,75KW 4P 380V | FM - DONKIN |  | 0 | 0 | 0 | 0 | 0 | 0 | 0
MFP5001102 | MAXFLO 500/150/10 P c/w 1,10KW 2P 380V | FM - DONKIN |  | 0 | 0 | 0 | 0 | 0 | 0 | 0
MFP5001104 | MAXFLO 500/150/10 P c/w 1,10KW 4P 380V | FM - DONKIN |  | 0 | 0 | 0 | 0 | 0 | 0 | 0
MFP5001504 | MAXFLO 500/150/10 P c/w 1,50KW 4P 380V | FM - DONKIN |  | 0 | 0 | 0 | 0 | 0 | 0 | 0
MFP5002202 | MAXFLO 500/150/10 P c/w 2,20KW 2P 380V | FM - DONKIN | Air Speration | 0 | 0 | 0 | 0 | 0 | 0 | 0
MFP5004002 | MAXFLO 500/150/10 P c/w 4,00KW 2P 380V | FM - DONKIN | Centrifab (Pty) Ltd | 0 | 0 | 0 | 4 | 0 | 0 | 0
MFP90011004 | MAXFLO 900/250/14 P c/w 11,00KW 4P 380V | FM - DONKIN |  | 0 | 0 | 0 | 0 | 0 | 0 | 0
MFP9001506 | MAXFLO 900/250/14 P c/w 1,50KW 6P 380V | FM - DONKIN |  | 0 | 0 | 0 | 0 | 0 | 0 | 0
MFP9002204 | MAXFLO 900/250/14 P c/w 2,20KW 4P 380V | FM - DONKIN |  | 0 | 0 | 0 | 0 | 0 | 0 | 0
MFP9003004 | MAXFLO 900/250/14 P c/w 3,00KW 4P 380V | FM - DONKIN |  | 0 | 0 | 0 | 0 | 0 | 0 | 0
MFP9003006 | MAXFLO 900/250/14 P c/w 3,00KW 6P 380V | FM - DONKIN |  | 0 | 0 | 0 | 0 | 0 | 0 | 0
MFP9004004 | MAXFLO 900/250/14 P c/w 4,00KW 4P 380V | FM - DONKIN |  | 0 | 0 | 0 | 0 | 0 | 0 | 0
MFP9004006 | MAXFLO 900/250/14 P c/w 4,00KW 6P 380V | FM - DONKIN |  | 0 | 0 | 0 | 0 | 0 | 0 | 0
MFP9005504 | MAXFLO 900/250/14 P c/w 5,50KW 4P 380V | FM - DONKIN |  | 0 | 0 | 0 | 0 | 0 | 0 | 0
MFP9007504 | MAXFLO 900/250/14 P c/w 7,50KW 4P 380V | FM - DONKIN |  | 0 | 0 | 0 | 0 | 0 | 0 | 0
MFPY5600256 | MAXFLO 560/150/10 P c/w 0,25KW 6P 380V | FM - DONKIN |  | 0 | 0 | 0 | 0 | 0 | 0 | 0
MFPY5600374 | MAXFLO 560/150/10 P c/w 0,37KW 4P 380V | FM - DONKIN |  | 0 | 0 | 0 | 0 | 0 | 0 | 0
MFPY5600554 | MAXFLO 560/150/10 P c/w 0,55KW 4P 380V | FM - DONKIN | Air Speration | 0 | 0 | 0 | 0 | 0 | 0 | 0
MFPY5600556 | MAXFLO 560/150/10 P c/w 0,55KW 6P 380V | FM - DONKIN |  | 0 | 0 | 0 | 0 | 0 | 0 | 0
MFPY5600754 | MAXFLO 560/150/10 P c/w 0,75KW 4P 380V | FM - DONKIN | Centrifab (Pty) Ltd | 0 | 0 | 0 | 0 | 0 | 0 | 0
MFPY5601104 | MAXFLO 560/150/10 P c/w 1,10KW 4P 380V | FM - DONKIN | Air Speration | 0 | 0 | 0 | 0 | 0 | 0 | 0
MFPY5601504 | MAXFLO 560/150/10 P c/w 1,50KW 4P 380V | FM - DONKIN |  | 0 | 0 | 0 | 0 | 0 | 0 | 0
MFPY5602202 | MAXFLO 560/150/10 P c/w 2,20KW 2P 380V | FM - DONKIN |  | 0 | 0 | 0 | 0 | 0 | 0 | 0
MFPY5604002 | MAXFLO 560/150/10 P c/w 4,00KW 2P 380V | FM - DONKIN |  | 0 | 0 | 0 | 0 | 0 | 0 | 0
MFPY6300374 | MAXFLO 630/150/10 P c/w 0,37KW 4P 380V | FM - DONKIN |  | 0 | 0 | 0 | 0 | 0 | 0 | 0
MFPY6300554 | MAXFLO 630/150/10 P c/w 0,55KW 4P 380V | FM - DONKIN |  | 0 | 0 | 0 | 0 | 0 | 0 | 0
MFPY6300556 | MAXFLO 630/150/10 P c/w 0,55KW 6P 380V | FM - DONKIN |  | 0 | 0 | 0 | 0 | 0 | 0 | 0
MFPY6300754 | MAXFLO 630/150/10 P c/w 0,75KW 4P 380V | FM - DONKIN | Air Speration | 0 | 0 | 0 | 3 | 0 | 0 | 0
MFPY6300756 | MAXFLO 630/150/10 P c/w 0,75KW 6P 380V | FM - DONKIN |  | 0 | 0 | 0 | 0 | 0 | 0 | 0
MFPY6301104 | MAXFLO 630/150/10 P c/w 1,10KW 4P 380V | FM - DONKIN | Centrifab (Pty) Ltd | 0 | 0 | 0 | 0 | 0 | 0 | 0
MFPY6301106 | MAXFLO 630/150/10 P c/w 1,10KW 6P 380V | FM - DONKIN |  | 0 | 0 | 0 | 0 | 0 | 0 | 0
MFPY6301504 | MAXFLO 630/150/10 P c/w 1,50KW 4P 380V | FM - DONKIN |  | 0 | 0 | 0 | 0 | 0 | 0 | 0
MFPY6302204 | MAXFLO 630/150/10 P c/w 2,20KW 4P 380V | FM - DONKIN |  | 0 | 0 | 0 | 0 | 0 | 0 | 0
MFPY6303004 | MAXFLO 630/150/10 P c/w 3,00KW 4P 380V | FM - DONKIN |  | 0 | 0 | 0 | 0 | 0 | 0 | 0
MFPY6304002 | MAXFLO 630/150/10 P c/w 4,00KW 2P 380V | FM - DONKIN |  | 0 | 0 | 0 | 0 | 0 | 0 | 0
MFPY6304004 | MAXFLO 630/150/10 P c/w 4,00KW 4P 380V | FM - DONKIN |  | 0 | 0 | 0 | 0 | 0 | 0 | 0
MFPY7100556 | MAXFLO 710/150/10 P c/w 0,55KW 6P 380V | FM - DONKIN |  | 0 | 0 | 0 | 0 | 0 | 0 | 0
MFPY7100754 | MAXFLO 710/150/10 P c/w 0,75KW 4P 380V | FM - DONKIN |  | 0 | 0 | 0 | 0 | 0 | 0 | 0
MFPY7101104 | MAXFLO 710/150/10 P c/w 1,10KW 4P 380V | FM - DONKIN |  | 0 | 0 | 0 | 0 | 0 | 0 | 0
MFPY7101106 | MAXFLO 710/150/10 P c/w 1,10KW 6P 380V | FM - DONKIN |  | 0 | 0 | 0 | 0 | 0 | 0 | 0
MFPY7101504 | MAXFLO 710/150/10 P c/w 1,50KW 4P 380V | FM - DONKIN |  | 0 | 0 | 0 | 0 | 0 | 0 | 0
MFPY7101506 | MAXFLO 710/150/10 P c/w 1,50KW 6P 380V | FM - DONKIN |  | 0 | 0 | 0 | 0 | 0 | 0 | 0
MFPY7102204 | MAXFLO 710/150/10 P c/w 2,20KW 4P 380V | FM - DONKIN |  | 0 | 0 | 0 | 0 | 0 | 0 | 0
MFPY7103004 | MAXFLO 710/150/10 P c/w 3,00KW 4P 380V | FM - DONKIN |  | 0 | 0 | 0 | 0 | 0 | 0 | 0
MFPY7104004 | MAXFLO 710/150/10 P c/w 4,00KW 4P 380V | FM - DONKIN |  | 0 | 0 | 0 | 0 | 0 | 0 | 0
MFPY7105504 | MAXFLO 710/150/10 P c/w 5,50KW 4P 380V | FM - DONKIN |  | 0 | 0 | 0 | 0 | 0 | 0 | 0
MFPY8000556 | MAXFLO 800/150/10 P c/w 0,55KW 6P 380V | FM - DONKIN |  | 0 | 0 | 0 | 0 | 0 | 0 | 0
MFPY8000756 | MAXFLO 800/150/10 P c/w 0,75KW 6P 380V | FM - DONKIN |  | 0 | 0 | 0 | 0 | 0 | 0 | 0
MFPY8001104 | MAXFLO 800/150/10 P c/w 1,10KW 4P 380V | FM - DONKIN |  | 0 | 0 | 0 | 0 | 0 | 0 | 0
MFPY8001106 | MAXFLO 800/150/10 P c/w 1,10KW 6P 380V | FM - DONKIN |  | 0 | 0 | 0 | 0 | 0 | 0 | 0
MFPY8001504 | MAXFLO 800/150/10 P c/w 1,50KW 4P 380V | FM - DONKIN |  | 0 | 0 | 0 | 0 | 0 | 0 | 0
MFPY8001506 | MAXFLO 800/150/10 P c/w 1,50KW 6P 380V | FM - DONKIN |  | 0 | 0 | 0 | 0 | 0 | 0 | 0
MFPY8002204 | MAXFLO 800/150/10 P c/w 2,20KW 4P 380V | FM - DONKIN |  | 0 | 0 | 0 | 0 | 0 | 0 | 0
MFPY8002206 | MAXFLO 800/150/10 P c/w 2,20KW 6P 380V | FM - DONKIN |  | 0 | 0 | 0 | 0 | 0 | 0 | 0
MFPY8003004 | MAXFLO 800/150/10 P c/w 3,00KW 4P 380V | FM - DONKIN |  | 0 | 0 | 0 | 0 | 0 | 0 | 0
MFPY8003006 | MAXFLO 800/150/10 P c/w 3,00KW 6P 380V | FM - DONKIN |  | 0 | 0 | 0 | 0 | 0 | 0 | 0
MFPY8004004 | MAXFLO 800/150/10 P c/w 4,00KW 4P 380V | FM - DONKIN |  | 0 | 0 | 0 | 0 | 0 | 0 | 0
MFPY8005504 | MAXFLO 800/150/10 P c/w 5,50KW 4P 380V | FM - DONKIN |  | 0 | 0 | 0 | 0 | 0 | 0 | 0
MFPY8007504 | MAXFLO 800/150/10 P c/w 7,50KW 4P 380V | FM - DONKIN |  | 0 | 0 | 0 | 0 | 0 | 0 | 0
MFPZ5600374 | MAXFLO 560/250/14 P c/w 0,37KW 4P 380V | FM - DONKIN |  | 0 | 0 | 0 | 0 | 0 | 0 | 0
MFPZ5600554 | MAXFLO 560/250/14 P c/w 0,55KW 4P 380V | FM - DONKIN | Air Speration | 0 | 0 | 0 | 2 | 0 | 0 | 0
MFPZ5600556 | MAXFLO 560/250/14 P c/w 0,55KW 6P 380V | FM - DONKIN |  | 0 | 0 | 0 | 0 | 0 | 0 | 0
MFPZ5600754 | MAXFLO 560/250/14 P c/w 0,75KW 4P 380V | FM - DONKIN | Air Speration | 0 | 0 | 0 | 0 | 0 | 0 | 0
MFPZ5600756 | MAXFLO 560/250/14 P c/w 0,75KW 6P 380V | FM - DONKIN |  | 0 | 0 | 0 | 0 | 0 | 0 | 0
MFPZ5601104 | MAXFLO 560/250/14 P c/w 1,10KW 4P 380V | FM - DONKIN | Air Speration | 0 | 0 | 0 | 0 | 0 | 0 | 0
MFPZ5601504 | MAXFLO 560/250/14 P c/w 1,50KW 4P 380V | FM - DONKIN |  | 0 | 0 | 0 | 0 | 0 | 0 | 0
MFPZ5602202 | MAXFLO 560/250/14 P c/w 2,20KW 2P 380V | FM - DONKIN |  | 0 | 0 | 0 | 0 | 0 | 0 | 0
MFPZ5604002 | MAXFLO 560/250/14 P c/w 4,00KW 2P 380V | FM - DONKIN |  | 0 | 0 | 0 | 0 | 0 | 0 | 0
MFPZ6300374 | MAXFLO 630/250/14 P c/w 0,37KW 4P 380V | FM - DONKIN |  | 0 | 0 | 0 | 0 | 0 | 0 | 0
MFPZ6300554 | MAXFLO 630/250/14 P c/w 0,55KW 4P 380V | FM - DONKIN | Centrifab (Pty) Ltd | 0 | 0 | 0 | 0 | 0 | 0 | 0
MFPZ6300754 | MAXFLO 630/250/14 P c/w 0,75KW 4P 380V | FM - DONKIN |  | 0 | 0 | 0 | 0 | 0 | 0 | 0
MFPZ6301104 | MAXFLO 630/250/14 P c/w 1,10KW 4P 380V | FM - DONKIN | Air Speration | 0 | 0 | 0 | 0 | 0 | 0 | 0
MFPZ6301504 | MAXFLO 630/250/14 P c/w 1,50KW 4P 380V | FM - DONKIN |  | 0 | 0 | 0 | 0 | 0 | 0 | 0
MFPZ6302204 | MAXFLO 630/250/14 P c/w 2,20KW 4P 380V | FM - DONKIN |  | 0 | 0 | 0 | 0 | 0 | 0 | 0
MFPZ6303004 | MAXFLO 630/250/14 P c/w 3,00KW 4P 380V | FM - DONKIN | Centrifab (Pty) Ltd | 0 | 0 | 0 | 0 | 0 | 0 | 0
MFPZ6304002 | MAXFLO 630/250/14 P c/w 4,00KW 2P 380V | FM - DONKIN |  | 0 | 0 | 0 | 0 | 0 | 0 | 0
MFPZ6304004 | MAXFLO 630/250/14 P c/w 4,00KW 4P 380V | FM - DONKIN |  | 0 | 0 | 0 | 0 | 0 | 0 | 0
MFPZ7100556 | MAXFLO 710/250/14 P c/w 0,55KW 6P 380V | FM - DONKIN |  | 0 | 0 | 0 | 0 | 0 | 0 | 0
MFPZ7100754 | MAXFLO 710/250/14 P c/w 0,75KW 4P 380V | FM - DONKIN |  | 0 | 0 | 0 | 0 | 0 | 0 | 0
MFPZ7101104 | MAXFLO 710/250/14 P c/w 1,10KW 4P 380V | FM - DONKIN |  | 0 | 0 | 0 | 0 | 0 | 0 | 0
MFPZ7101106 | MAXFLO 710/250/14 P c/w 1,10KW 6P 380V | FM - DONKIN |  | 0 | 0 | 0 | 0 | 0 | 0 | 0
MFPZ7101504 | MAXFLO 710/250/14 P c/w 1,50KW 4P 380V | FM - DONKIN | Air Speration | 0 | 0 | 0 | 0 | 0 | 0 | 0
MFPZ7101506 | MAXFLO 710/250/14 P c/w 1,50KW 6P 380V | FM - DONKIN |  | 0 | 0 | 0 | 0 | 0 | 0 | 0
MFPZ7102204 | MAXFLO 710/250/14 P c/w 2,20KW 4P 380V | FM - DONKIN |  | 0 | 0 | 0 | 0 | 0 | 0 | 0
MFPZ7103004 | MAXFLO 710/250/14 P c/w 3,00KW 4P 380V | FM - DONKIN |  | 0 | 0 | 0 | 0 | 0 | 0 | 0
MFPZ7104004 | MAXFLO 710/250/14 P c/w 4,00KW 4P 380V | FM - DONKIN |  | 0 | 0 | 0 | 0 | 0 | 0 | 0
MFPZ7105504 | MAXFLO 710/250/14 P c/w 5,50KW 4P 380V | FM - DONKIN |  | 0 | 0 | 0 | 0 | 0 | 0 | 0
MFPZ8000556 | MAXFLO 800/250/14 P c/w 0,55KW 6P 380V | FM - DONKIN |  | 0 | 0 | 0 | 0 | 0 | 0 | 0
MFPZ8000756 | MAXFLO 800/250/14 P c/w 0,75KW 6P 380V | FM - DONKIN |  | 0 | 0 | 0 | 0 | 0 | 0 | 0
MFPZ8001104 | MAXFLO 800/250/14 P c/w 1,10KW 4P 380V | FM - DONKIN |  | 0 | 0 | 0 | 0 | 0 | 0 | 0
MFPZ8001106 | MAXFLO 800/250/14 P c/w 1,10KW 6P 380V | FM - DONKIN |  | 0 | 0 | 0 | 0 | 0 | 0 | 0
MFPZ8001504 | MAXFLO 800/250/14 P c/w 1,50KW 4P 380V | FM - DONKIN |  | 0 | 0 | 0 | 0 | 0 | 0 | 0
MFPZ8001506 | MAXFLO 800/250/14 P c/w 1,50KW 6P 380V | FM - DONKIN |  | 0 | 0 | 0 | 0 | 0 | 0 | 0
MFPZ8002204 | MAXFLO 800/250/14 P c/w 2,20KW 4P 380V | FM - DONKIN | Air Speration | 0 | 0 | 0 | 0 | 0 | 0 | 0
MFPZ8002206 | MAXFLO 800/250/14 P c/w 2,20KW 6P 380V | FM - DONKIN |  | 0 | 0 | 0 | 0 | 0 | 0 | 0
MFPZ8003004 | MAXFLO 800/250/14 P c/w 3,00KW 4P 380V | FM - DONKIN |  | 0 | 0 | 0 | 0 | 0 | 0 | 0
MFPZ8003006 | MAXFLO 800/250/14 P c/w 3,00KW 6P 380V | FM - DONKIN |  | 0 | 0 | 0 | 0 | 0 | 0 | 0
MFPZ8004004 | MAXFLO 800/250/14 P c/w 4,00KW 4P 380V | FM - DONKIN |  | 0 | 0 | 0 | 0 | 0 | 0 | 0
MFPZ8005504 | MAXFLO 800/250/14 P c/w 5,50KW 4P 380V | FM - DONKIN |  | 0 | 0 | 0 | 0 | 0 | 0 | 0
MFPZ8007504 | MAXFLO 800/250/14 P c/w 7,50KW 4P 380V | FM - DONKIN |  | 0 | 0 | 0 | 0 | 0 | 0 | 0
MH125011004 | MFAJAX-3 1250 c/w 11,00KW 4P 380V | FM - DONKIN |  | 0 | 0 | 0 | 0 | 0 | 0 | 0
MH125011006 | MFAJAX-3 1250 c/w 11,00KW 6P 380V | FM - DONKIN |  | 0 | 0 | 0 | 0 | 0 | 0 | 0
MH125011008 | MFAJAX-3 1250 c/w 11,00KW 8P 380V | FM - DONKIN |  | 0 | 0 | 0 | 0 | 0 | 0 | 0
MH125015004 | MFAJAX-3 1250 c/w 15,00KW 4P 380V | FM - DONKIN |  | 0 | 0 | 0 | 0 | 0 | 0 | 0
MH125015006 | MFAJAX-3 1250 c/w 15,00KW 6P 380V | FM - DONKIN |  | 0 | 0 | 0 | 0 | 0 | 0 | 0
MH125015008 | MFAJAX-3 1250 c/w 15,00KW 8P 380V | FM - DONKIN |  | 0 | 0 | 0 | 0 | 0 | 0 | 0
MH125018504 | MFAJAX-3 1250 c/w 18,50KW 4P 380V | FM - DONKIN |  | 0 | 0 | 0 | 0 | 0 | 0 | 0
MH125018506 | MFAJAX-3 1250 c/w 18,50KW 6P 380V | FM - DONKIN |  | 0 | 0 | 0 | 0 | 0 | 0 | 0
MH125018508 | MFAJAX-3 1250 c/w 18,50KW 8P 380V | FM - DONKIN |  | 0 | 0 | 0 | 0 | 0 | 0 | 0
MH125022004 | MFAJAX-3 1250 c/w 22,00KW 4P 380V | FM - DONKIN | Centrifab (Pty) Ltd | 0 | 0 | 0 | 0 | 0 | 0 | 0
MH125022006 | MFAJAX-3 1250 c/w 22,00KW 6P 380V | FM - DONKIN |  | 0 | 0 | 0 | 0 | 0 | 0 | 0
MH125022008 | MFAJAX-3 1250 c/w 22,00KW 8P 380V | FM - DONKIN |  | 0 | 0 | 0 | 0 | 0 | 0 | 0
MH125030004 | MFAJAX-3 1250 c/w 30,00KW 4P 380V | FM - DONKIN |  | 0 | 0 | 0 | 0 | 0 | 0 | 0
MH125030006 | MFAJAX-3 1250 c/w 30,00KW 6P 380V | FM - DONKIN |  | 0 | 0 | 0 | 0 | 0 | 0 | 0
MH125030008 | MFAJAX-3 1250 c/w 30,00KW 8P 380V | FM - DONKIN |  | 0 | 0 | 0 | 0 | 0 | 0 | 0
MH12503006 | MFAJAX-3 1250 c/w 3,00KW 6P 380V | FM - DONKIN |  | 0 | 0 | 0 | 0 | 0 | 0 | 0
MH125037004 | MFAJAX-3 1250 c/w 37,00KW 4P 380V | FM - DONKIN |  | 0 | 0 | 0 | 0 | 0 | 0 | 0
MH125037006 | MFAJAX-3 1250 c/w 37,00KW 6P 380V | FM - DONKIN |  | 0 | 0 | 0 | 0 | 0 | 0 | 0
MH125037008 | MFAJAX-3 1250 c/w 37,00KW 8P 380V | FM - DONKIN |  | 0 | 0 | 0 | 0 | 0 | 0 | 0
MH12504006 | MFAJAX-3 1250 c/w 4,00KW 6P 380V | FM - DONKIN |  | 0 | 0 | 0 | 0 | 0 | 0 | 0
MH12504008 | MFAJAX-3 1250 c/w 4,00KW 8P 380V | FM - DONKIN |  | 0 | 0 | 0 | 0 | 0 | 0 | 0
MH125045004 | MFAJAX-3 1250 c/w 45,00KW 4P 380V | FM - DONKIN | Air Speration | 0 | 0 | 0 | 0 | 0 | 0 | 0
MH125045006 | MFAJAX-3 1250 c/w 45,00KW 6P 380V | FM - DONKIN |  | 0 | 0 | 0 | 0 | 0 | 0 | 0
MH125055004 | MFAJAX-3 1250 c/w 55,00KW 4P 380V | FM - DONKIN |  | 0 | 0 | 0 | 0 | 0 | 0 | 0
MH12505506 | MFAJAX-3 1250 c/w 5,50KW 6P 380V | FM - DONKIN |  | 0 | 0 | 0 | 0 | 0 | 0 | 0
MH12505508 | MFAJAX-3 1250 c/w 5,50KW 8P 380V | FM - DONKIN |  | 0 | 0 | 0 | 0 | 0 | 0 | 0
MH125075004 | MFAJAX-3 1250 c/w 75,00KW 4P 380V | FM - DONKIN |  | 0 | 0 | 0 | 0 | 0 | 0 | 0
MH12507506 | MFAJAX-3 1250 c/w 7,50KW 6P 380V | FM - DONKIN |  | 0 | 0 | 0 | 0 | 0 | 0 | 0
MH12507508 | MFAJAX-3 1250 c/w 7,50KW 8P 380V | FM - DONKIN |  | 0 | 0 | 0 | 0 | 0 | 0 | 0
MJ1500 | Majax-1 470 Impeller |  |  | 0 | 0 | 0 | 0 | 0 | 0 | 0
MP0400B150A05PR14071 | Impeller 0400mm 'B' 150A05PR 14mm 071Frame Deg00 -10 DEG |  |  | 0 | 0 | 0 | 0 | 0 | 0 | 0
MP0500B150A05AR24090 | Impeller 0500mm 'B' 150A05AR 24mm 090Frame Deg00 - 14 DEG |  |  | 0 | 0 | 0 | 0 | 0 | 0 | 0
MP0630B150A10AR24090 | Impeller 0630mm 'B' 150A10AR 24mm 090Frame Deg00 - 27 DEG |  |  | 0 | 0 | 0 | 0 | 0 | 0 | 0
MP0710B150A05PR24090 | eller 0710mm 'B' 150A05PR 24mm 090Frame Deg00 - 21 DEG |  |  | 0 | 0 | 0 | 0 | 0 | 0 | 0
MP0710B150A05PR240901 | Impeller 0710mm 'B' 150A05PR 24mm 090Frame Deg00 - 23 DEG |  |  | 0 | 0 | 0 | 0 | 0 | 0 | 0
MP0710B150A10AR28100 | Impeller 0710mm 'B' 150A10AR 28mm 100Frame Deg00 - 35 DEG |  |  | 0 | 0 | 0 | 0 | 0 | 0 | 0
MP9. | 4 Aluminum Hose Sleeve MP |  |  | 0 | 0 | 0 | 0 | 0 | 0 | 0
MR60Hz | Rewind motor to 60Hz incl. SATMOS Treatment |  |  | 0 | 0 | 0 | 0 | 0 | 0 | 0
MRAD315 | MRAD 315 | FM - KAYITES | Kayites | 0 | 0 | 0 | 0 | 0 | 0 | 0
MRB 250/0.75 | c/w 4 kW 2 Pole 380 V (Direct Driven) |  |  | 0 | 0 | 0 | 0 | 0 | 0 | 0
MRB 800/1.0 SI | c/w 18.5 kW 4 Pole 380 V (Belt Driven) |  |  | 0 | 0 | 0 | 0 | 0 | 0 | 0
MS3150552 | MAJAX-3 315 c/w 0,55KW 2P 220V | FM - DONKIN |  | 0 | 0 | 0 | 0 | 0 | 0 | 0
MS3150554 | MAJAX-3 315 c/w 0,55KW 4P 220V | FM - DONKIN |  | 0 | 0 | 0 | 0 | 0 | 0 | 0
MS3150556 | MAJAX-3 315 c/w 0,55KW 6P 220V | FM - DONKIN |  | 0 | 0 | 0 | 0 | 0 | 0 | 0
MS4000186 | MAJAX-3 400 c/w 0,18KW 6P 220V | FM - DONKIN |  | 0 | 0 | 0 | 0 | 0 | 0 | 0
MS4000254 | MAJAX-3 400 c/w 0,25KW 4P 220V | FM - DONKIN |  | 0 | 0 | 0 | 0 | 0 | 0 | 0
MS4000374 | MAJAX-3 400 c/w 0,37KW 4P 220V | FM - DONKIN |  | 0 | 0 | 0 | 0 | 0 | 0 | 0
MS4000552 | MAJAX-3 400 c/w 0,55KW 2P 220V | FM - DONKIN |  | 0 | 0 | 0 | 0 | 0 | 0 | 0
MS4000754 | MAJAX-3 400 c/w 0,75KW 4P 220V | FM - DONKIN |  | 0 | 0 | 0 | 0 | 0 | 0 | 0
MS4001102 | MAJAX-3 400 c/w 1,10KW 2P 220V | FM - DONKIN |  | 0 | 0 | 0 | 0 | 0 | 0 | 0
MS4001502 | MAJAX-3 400 c/w 1,50KW 2P 220V | FM - DONKIN |  | 0 | 0 | 0 | 0 | 0 | 0 | 0
MS4002202 | MAJAX-3 400 c/w 2,20KW 2P 220V | FM - DONKIN |  | 0 | 0 | 0 | 0 | 0 | 0 | 0
MS5000186 | MAJAX-3 500 c/w 0,18KW 6P 220V | FM - DONKIN |  | 0 | 0 | 0 | 0 | 0 | 0 | 0
MS5000254 | MAJAX-3 500 c/w 0,25KW 4P 220V | FM - DONKIN |  | 0 | 0 | 0 | 0 | 0 | 0 | 0
MS5000374 | MAJAX-3 500 c/w 0,37KW 4P 220V | FM - DONKIN |  | 0 | 0 | 0 | 0 | 0 | 0 | 0
MS5000554 | MAJAX-3 500 c/w 0,55KW 4P 220V | FM - DONKIN |  | 0 | 0 | 0 | 0 | 0 | 0 | 0
MS5000556 | MAJAX-3 500 c/w 0,55KW 6P 220V | FM - DONKIN |  | 0 | 0 | 0 | 0 | 0 | 0 | 0
MS5000752 | MAJAX-3 500 c/w 0,75KW 2P 220V | FM - DONKIN |  | 0 | 0 | 0 | 0 | 0 | 0 | 0
MS5000754 | MAJAX-3 500 c/w 0,75KW 4P 220V | FM - DONKIN |  | 0 | 0 | 0 | 0 | 0 | 0 | 0
MS5001102 | MAJAX-3 500 c/w 1,10KW 2P 220V | FM - DONKIN |  | 0 | 0 | 0 | 0 | 0 | 0 | 0
MS5001104 | MAJAX-3 500 c/w 1,10KW 4P 220V | FM - DONKIN |  | 0 | 0 | 0 | 0 | 0 | 0 | 0
MS5001502 | MAJAX-3 500 c/w 1,50KW 2P 220V | FM - DONKIN |  | 0 | 0 | 0 | 0 | 0 | 0 | 0
MS5001504 | MAJAX-3 500 c/w 1,50KW 4P 220V | FM - DONKIN |  | 0 | 0 | 0 | 0 | 0 | 0 | 0
MS5002202 | MAJAX-3 500 c/w 2,20KW 2P 220V | FM - DONKIN |  | 0 | 0 | 0 | 0 | 0 | 0 | 0
MS5600186 | MAJAX-3 560 c/w 0,18KW 6P 220V | FM - DONKIN |  | 0 | 0 | 0 | 0 | 0 | 0 | 0
MS5600374 | MAJAX-3 560 c/w 0,37KW 4P 220V | FM - DONKIN |  | 0 | 0 | 0 | 0 | 0 | 0 | 0
MS5600554 | MAJAX-3 560 c/w 0,55KW 4P 220V | FM - DONKIN |  | 0 | 0 | 0 | 0 | 0 | 0 | 0
MS5600556 | MAJAX-3 560 c/w 0,55KW 6P 220V | FM - DONKIN |  | 0 | 0 | 0 | 0 | 0 | 0 | 0
MS5600754 | MAJAX-3 560 c/w 0,75KW 4P 220V | FM - DONKIN |  | 0 | 0 | 0 | 0 | 0 | 0 | 0
MS5601102 | MAJAX-3 560 c/w 1,10KW 2P 220V | FM - DONKIN |  | 0 | 0 | 0 | 0 | 0 | 0 | 0
MS5601104 | MAJAX-3 560 c/w 1,10KW 4P 220V | FM - DONKIN |  | 0 | 0 | 0 | 0 | 0 | 0 | 0
MS5601502 | MAJAX-3 560 c/w 1,50KW 2P 220V | FM - DONKIN |  | 0 | 0 | 0 | 0 | 0 | 0 | 0
MS5601504 | MAJAX-3 560 c/w 1,50KW 4P 220V | FM - DONKIN |  | 0 | 0 | 0 | 0 | 0 | 0 | 0
MS5602202 | MAJAX-3 560 c/w 2,20KW 2P 220V | FM - DONKIN |  | 0 | 0 | 0 | 0 | 0 | 0 | 0
MS5605502 | MAJAX-3 560 c/w 5,50KW 2P 220V | FM - DONKIN | Air Speration | 0 | 0 | 0 | 0 | 0 | 0 | 0
MS6300186 | MAJAX-3 630 c/w 0,18KW 6P 220V | FM - DONKIN |  | 0 | 0 | 0 | 0 | 0 | 0 | 0
MS6300374 | MAJAX-3 630 c/w 0,37KW 4P 220V | FM - DONKIN |  | 0 | 0 | 0 | 0 | 0 | 0 | 0
MS6300554 | MAJAX-3 630 c/w 0,55KW 4P 220V | FM - DONKIN |  | 0 | 0 | 0 | 0 | 0 | 0 | 0
MS6300556 | MAJAX-3 630 c/w 0,55KW 6P 220V | FM - DONKIN |  | 0 | 0 | 0 | 0 | 0 | 0 | 0
MS6300754 | MAJAX-3 630 c/w 0,75KW 4P 220V | FM - DONKIN |  | 0 | 0 | 0 | 0 | 0 | 0 | 0
MS6301104 | MAJAX-3 630 c/w 1,10KW 4P 220V | FM - DONKIN |  | 0 | 0 | 0 | 0 | 0 | 0 | 0
MS6301504 | MAJAX-3 630 c/w 1,50KW 4P 220V | FM - DONKIN |  | 0 | 0 | 0 | 0 | 0 | 0 | 0
MS6302204 | MAJAX-3 630 c/w 2,20KW 4P 220V | FM - DONKIN |  | 0 | 0 | 0 | 0 | 0 | 0 | 0
MT-PROMIG 250T | PROMIG 250T MACHINE | CONSUMABLES | INTROWELD CC | 0 | 0 | 0 | 2 | 0 | 0 | 0
MT100011004 | MAJAX-3 1000 c/w 11,00KW 4P 380V | FM - DONKIN | Centrifab (Pty) Ltd | 0 | 0 | 0 | 0 | 0 | 0 | 0
MT100011006 | MAJAX-3 1000 c/w 11,00KW 6P 380V | FM - DONKIN | Centrifab (Pty) Ltd | 0 | 0 | 0 | 1 | 0 | 0 | 0
MT10001106 | MAJAX-3 1000 c/w 1,10KW 6P 380V | FM - DONKIN |  | 0 | 0 | 0 | 0 | 0 | 0 | 0
MT100015004 | MAJAX-3 1000 c/w 15,00KW 4P 380V | FM - DONKIN | Centrifab (Pty) Ltd | 0 | 0 | 0 | 3 | 0 | 0 | 0
MT10001506 | MAJAX-3 1000 c/w 1,50KW 6P 380V | FM - DONKIN |  | 0 | 0 | 0 | 0 | 0 | 0 | 0
MT100018504 | MAJAX-3 1000 c/w 18,50KW 4P 380V | FM - DONKIN | Air Speration | 0 | 0 | 0 | 0 | 0 | 0 | 0
MT100022004 | MAJAX-3 1000 c/w 22,00KW 4P 380V | FM - DONKIN |  | 0 | 0 | 0 | 0 | 0 | 0 | 0
MT10002206 | MAJAX-3 1000 c/w 2,20KW 6P 380V | FM - DONKIN |  | 0 | 0 | 0 | 0 | 0 | 0 | 0
MT100030004 | MAJAX-3 1000 c/w 30,00KW 4P 380V | FM - DONKIN |  | 0 | 0 | 0 | 0 | 0 | 0 | 0
MT10003004 | MAJAX-3 1000 c/w 3,00KW 4P 380V | FM - DONKIN |  | 0 | 0 | 0 | 0 | 0 | 0 | 0
MT10003006 | MAJAX-3 1000 c/w 3,00KW 6P 380V | FM - DONKIN |  | 0 | 0 | 0 | 0 | 0 | 0 | 0
MT10004004 | MAJAX-3 1000 c/w 4,00KW 4P 380V | FM - DONKIN | Centrifab (Pty) Ltd | 0 | 0 | 0 | 0 | 0 | 0 | 0
MT10004006 | MAJAX-3 1000 c/w 4,00KW 6P 380V | FM - DONKIN |  | 0 | 0 | 0 | 0 | 0 | 0 | 0
MT10004008 | MAJAX-3 1000 c/w 4,00KW 8P 380V | FM - DONKIN |  | 0 | 0 | 0 | 0 | 0 | 0 | 0
MT10005504 | MAJAX-3 1000 c/w 5,50KW 4P 380V | FM - DONKIN | Air Speration | 0 | 0 | 0 | 0 | 0 | 0 | 0
MT10005506 | MAJAX-3 1000 c/w 5,50KW 6P 380V | FM - DONKIN | Centrifab (Pty) Ltd | 0 | 0 | 0 | 0 | 0 | 0 | 0
MT10007504 | MAJAX-3 1000 c/w 7,50KW 4P 380V | FM - DONKIN |  | 0 | 0 | 0 | 0 | 0 | 0 | 0
MT10007506 | MAJAX-3 1000 c/w 7,50KW 6P 380V | FM - DONKIN | Centrifab (Pty) Ltd | 0 | 0 | 0 | 0 | 0 | 0 | 0
MT160037006 | MAJAX-3 1600 c/w 37,00KW 6P 380V |  |  | 0 | 0 | 0 | 0 | 0 | 0 | 0
MT3150186 | MAJAX-3 315 c/w 0,18KW 6P 380V | FM - DONKIN |  | 0 | 0 | 0 | 0 | 0 | 0 | 0
MT3150254 | MAJAX-3 315 c/w 0,25KW 4P 380V | FM - DONKIN | Air Speration | 0 | 0 | 0 | 0 | 0 | 0 | 0
MT3150372 | Majax-3 315 c/w 0.37kW 2 Pole 380V |  |  | 0 | 0 | 0 | 0 | 0 | 0 | 0
MT3150552 | MAJAX-3 315 c/w 0,55KW 2P 380V | FM - DONKIN | Air Speration | 0 | 0 | 0 | 0 | 0 | 0 | 0
MT3150556 | MAJAX-3 315 c/w 0,55KW 6P 380V | FM - DONKIN |  | 0 | 0 | 0 | 0 | 0 | 0 | 0
MT4000186 | MAJAX-3 400 c/w 0,18KW 6P 380V | FM - DONKIN | Centrifab (Pty) Ltd | 0 | 0 | 0 | 2 | 0 | 0 | 0
MT4000254 | MAJAX-3 400 c/w 0,25KW 4P 380V | FM - DONKIN | Air Speration | 0 | 0 | 0 | 0 | 0 | 0 | 0
MT4000374 | MAJAX-3 400 c/w 0,37KW 4P 380V | FM - DONKIN | Air Speration | 0 | 0 | 0 | 2 | 0 | 0 | 0
MT4000552 | MAJAX-3 400 c/w 0,55KW 2P 380V | FM - DONKIN | Air Speration | 0 | 0 | 0 | 0 | 0 | 0 | 0
MT4001102 | MAJAX-3 400 c/w 1,10KW 2P 380V | FM - DONKIN | Air Speration | 0 | 0 | 0 | 0 | 0 | 0 | 0
MT4001502 | MAJAX-3 400 c/w 1,50KW 2P 380V | FM - DONKIN | Air Speration | 0 | 0 | 0 | 0 | 0 | 0 | 0
MT4002202 | MAJAX-3 400 c/w 2,20KW 2P 380V | FM - DONKIN | Air Speration | 0 | 0 | 0 | 0 | 0 | 0 | 0
MT4007502 | MAJAX 400 c/w 0.75kW 2Pole 380V |  |  | 0 | 0 | 0 | 0 | 0 | 0 | 0
MT500 | Majax 500 Impeller |  |  | 0 | 0 | 0 | 0 | 0 | 0 | 0
MT5000186 | MAJAX-3 500 c/w 0,18KW 6P 380V | FM - DONKIN | Centrifab (Pty) Ltd | 0 | 0 | 0 | 1 | 0 | 0 | 0
MT5000254 | MAJAX-3 500 c/w 0,25KW 4P 380V | FM - DONKIN | Air Speration | 0 | 0 | 0 | 0 | 0 | 0 | 0
MT5000374 | MAJAX-3 500 c/w 0,37KW 4P 380V | FM - DONKIN | Air Speration | 0 | 0 | 0 | 0 | 0 | 0 | 0
MT5000554 | MAJAX-3 500 c/w 0,55KW 4P 380V | FM - DONKIN |  | 0 | 0 | 0 | 0 | 0 | 0 | 0
MT5000556 | MAJAX-3 500 c/w 0,55KW 6P 380V | FM - DONKIN | Air Speration | 0 | 0 | 0 | 0 | 0 | 0 | 0
MT5000754 | MAJAX-3 500 c/w 0,75KW 4P 380V | FM - DONKIN |  | 0 | 0 | 0 | 0 | 0 | 0 | 0
MT5001102 | MAJAX-3 500 c/w 1,10KW 2P 380V | FM - DONKIN | Air Speration | 0 | 0 | 0 | 0 | 0 | 0 | 0
MT5001104 | MAJAX-3 500 c/w 1,10KW 4P 380V | FM - DONKIN |  | 0 | 0 | 0 | 0 | 0 | 0 | 0
MT5001502 | MAJAX-3 500 c/w 1,50KW 2P 380V | FM - DONKIN | Air Speration | 0 | 0 | 0 | 0 | 0 | 0 | 0
MT5001504 | MAJAX-3 500 c/w 1,50KW 4P 380V | FM - DONKIN |  | 0 | 0 | 0 | 0 | 0 | 0 | 0
MT5002202 | MAJAX-3 500 c/w 2,20KW 2P 380V | FM - DONKIN | Air Speration | 0 | 0 | 0 | 0 | 0 | 0 | 0
MT5004002 | MAJAX-3 500 c/w 4,00KW 2P 380V | FM - DONKIN | Air Speration | 0 | 0 | 0 | 0 | 0 | 0 | 0
MT5600186 | MAJAX-3 560 c/w 0,18KW 6P 380V | FM - DONKIN |  | 0 | 0 | 0 | 0 | 0 | 0 | 0
MT5600374 | MAJAX-3 560 c/w 0,37KW 4P 380V | FM - DONKIN |  | 0 | 0 | 0 | 0 | 0 | 0 | 0
MT5600554 | MAJAX-3 560 c/w 0,55KW 4P 380V | FM - DONKIN | Air Speration | 0 | 0 | 0 | 0 | 0 | 0 | 0
MT5600556 | MAJAX-3 560 c/w 0,55KW 6P 380V | FM - DONKIN | Air Speration | 0 | 0 | 0 | 1 | 0 | 0 | 0
MT5600754 | MAJAX-3 560 c/w 0,75KW 4P 380V | FM - DONKIN | Air Speration | 0 | 0 | 0 | 0 | 0 | 0 | 0
MT5601102 | MAJAX-3 560 c/w 1,10KW 2P 380V | FM - DONKIN |  | 0 | 0 | 0 | 0 | 0 | 0 | 0
MT5601104 | MAJAX-3 560 c/w 1,10KW 4P 380V | FM - DONKIN | Air Speration | 0 | 0 | 0 | 1 | 0 | 0 | 0
MT5601502 | MAJAX-3 560 c/w 1,50KW 2P 380V | FM - DONKIN | Centrifab (Pty) Ltd | 0 | 0 | 0 | 1 | 0 | 0 | 0
MT5601504 | MAJAX-3 560 c/w 1,50KW 4P 380V | FM - DONKIN | Centrifab (Pty) Ltd | 0 | 0 | 0 | 0 | 0 | 0 | 0
MT5602202 | MAJAX-3 560 c/w 2,20KW 2P 380V | FM - DONKIN | Air Speration | 0 | 0 | 0 | 0 | 0 | 0 | 0
MT5604002 | MAJAX-3 560 c/w 4,00KW 2P 380V | FM - DONKIN | Air Speration | 0 | 0 | 0 | 1 | 0 | 0 | 0
MT5607502BIF | Majax-2 535 20.D.8-BIF-T200 c/w 7.5 kW 2 Pole 380V |  |  | 0 | 0 | 0 | 0 | 0 | 0 | 0
MT6300186 | MAJAX-3 630 c/w 0,18KW 6P 380V | FM - DONKIN | Centrifab (Pty) Ltd | 0 | 0 | 0 | 5 | 0 | 0 | 0
MT6300374 | MAJAX-3 630 c/w 0,37KW 4P 380V | FM - DONKIN |  | 0 | 0 | 0 | 0 | 0 | 0 | 0
MT6300554 | MAJAX-3 630 c/w 0,55KW 4P 380V | FM - DONKIN | Centrifab (Pty) Ltd | 0 | 0 | 0 | 0 | 0 | 0 | 0
MT6300556 | MAJAX-3 630 c/w 0,55KW 6P 380V | FM - DONKIN | Centrifab (Pty) Ltd | 0 | 0 | 0 | 0 | 0 | 0 | 0
MT6300754 | MAJAX-3 630 c/w 0,75KW 4P 380V | FM - DONKIN |  | 0 | 0 | 0 | 0 | 0 | 0 | 0
MT6300756 | MAJAX-3 630 c/w 0,75KW 6P 380V | FM - DONKIN |  | 0 | 0 | 0 | 0 | 0 | 0 | 0
MT63011002 | MAJAX-3 630 c/w 11,00KW 2P 380V | FM - DONKIN |  | 0 | 0 | 0 | 0 | 0 | 0 | 0
MT6301104 | MAJAX-3 630 c/w 1,10KW 4P 380V | FM - DONKIN | Air Speration | 0 | 0 | 0 | 0 | 0 | 0 | 0
MT6301504 | MAJAX-3 630 c/w 1,50KW 4P 380V | FM - DONKIN | Centrifab (Pty) Ltd | 0 | 0 | 0 | 0 | 0 | 0 | 0
MT6302204 | MAJAX-3 630 c/w 2,20KW 4P 380V | FM - DONKIN |  | 0 | 0 | 0 | 0 | 0 | 0 | 0
MT6303004 | MAJAX-3 630 c/w 3,00KW 4P 380V | FM - DONKIN |  | 0 | 0 | 0 | 0 | 0 | 0 | 0
MT6305502 | MAJAX-3 630 c/w 5,50KW 2P 380V | FM - DONKIN | Centrifab (Pty) Ltd | 0 | 0 | 0 | 0 | 0 | 0 | 0
MT6307502 | MAJAX-3 630 c/w 7,50KW 2P 380V | FM - DONKIN | Air Speration | 0 | 0 | 0 | 0 | 0 | 0 | 0
MT7100554 | MAJAX-3 710 c/w 0,55KW 4P 380V | FM - DONKIN |  | 0 | 0 | 0 | 0 | 0 | 0 | 0
MT7100556 | MAJAX-3 710 c/w 0,55KW 6P 380V | FM - DONKIN |  | 0 | 0 | 0 | 0 | 0 | 0 | 0
MT7100754 | MAJAX-3 710 c/w 0,75KW 4P 380V | FM - DONKIN | Centrifab (Pty) Ltd | 0 | 0 | 0 | 0 | 0 | 0 | 0
MT7101104 | MAJAX-3 710 c/w 1,10KW 4P 380V | FM - DONKIN |  | 0 | 0 | 0 | 0 | 0 | 0 | 0
MT7101106 | MAJAX-3 710 c/w 1,10KW 6P 380V | FM - DONKIN |  | 0 | 0 | 0 | 0 | 0 | 0 | 0
MT7101504 | MAJAX-3 710 c/w 1,50KW 4P 380V | FM - DONKIN | Centrifab (Pty) Ltd | 0 | 0 | 0 | 0 | 0 | 0 | 0
MT7101506 | MAJAX-3 710 c/w 1,50KW 6P 380V | FM - DONKIN |  | 0 | 0 | 0 | 0 | 0 | 0 | 0
MT7102204 | MAJAX-3 710 c/w 2,20KW 4P 380V | FM - DONKIN | Air Speration | 0 | 0 | 0 | 0 | 0 | 0 | 0
MT7102206 | MAJAX-3 710 c/w 2,20KW 6P 380V | FM - DONKIN |  | 0 | 0 | 0 | 0 | 0 | 0 | 0
MT7103004 | MAJAX-3 710 c/w 3,00KW 4P 380V | FM - DONKIN |  | 0 | 0 | 0 | 0 | 0 | 0 | 0
MT7103006 | MAJAX-3 710 c/w 3,00KW 6P 380V | FM - DONKIN |  | 0 | 0 | 0 | 0 | 0 | 0 | 0
MT7104004 | MAJAX-3 710 c/w 4,00KW 4P 380V | FM - DONKIN |  | 0 | 0 | 0 | 0 | 0 | 0 | 0
MT7104006 | MAJAX-3 710 c/w 4,00KW 6P 380V | FM - DONKIN |  | 0 | 0 | 0 | 0 | 0 | 0 | 0
MT7105504 | MAJAX-3 710 c/w 5,50KW 4P 380V | FM - DONKIN |  | 0 | 0 | 0 | 0 | 0 | 0 | 0
MT7105506 | MAJAX-3 710 c/w 5,50KW 6P 380V | FM - DONKIN |  | 0 | 0 | 0 | 0 | 0 | 0 | 0
MT7107504 | MAJAX-3 710 c/w 7,50KW 4P 380V | FM - DONKIN |  | 0 | 0 | 0 | 0 | 0 | 0 | 0
MT7603004 | Majax-2 760-32-E-8 c/w 3.0KW 4P 380V |  |  | 0 | 0 | 0 | 0 | 0 | 0 | 0
MT8000556 | MAJAX-3 800 c/w 0,55KW 6P 380V | FM - DONKIN |  | 0 | 0 | 0 | 0 | 0 | 0 | 0
MT80011004 | MAJAX-3 800 c/w 11,00KW 4P 380V | FM - DONKIN |  | 0 | 0 | 0 | 0 | 0 | 0 | 0
MT8001106 | MAJAX-3 800 c/w 1,10KW 6P 380V | FM - DONKIN |  | 0 | 0 | 0 | 0 | 0 | 0 | 0
MT8001504 | MAJAX-3 800 c/w 1,50KW 4P 380V | FM - DONKIN |  | 0 | 0 | 0 | 0 | 0 | 0 | 0
MT8001506 | MAJAX-3 800 c/w 1,50KW 6P 380V | FM - DONKIN |  | 0 | 0 | 0 | 0 | 0 | 0 | 0
MT8002204 | MAJAX-3 800 c/w 2,20KW 4P 380V | FM - DONKIN | Air Speration | 0 | 0 | 0 | 1 | 0 | 0 | 0
MT8002204. | MAJAX-2 800 c/w 2,20KW 4P 380V - FUMAX |  |  | 0 | 0 | 0 | 0 | 0 | 0 | 0
MT8002206 | MAJAX-3 800 c/w 2,20KW 6P 380V | FM - DONKIN |  | 0 | 0 | 0 | 0 | 0 | 0 | 0
MT8003004 | MAJAX-3 800 c/w 3,00KW 4P 380V | FM - DONKIN | Air Speration | 0 | 0 | 0 | 0 | 0 | 0 | 0
MT8003006 | MAJAX-3 800 c/w 3,00KW 6P 380V | FM - DONKIN |  | 0 | 0 | 0 | 0 | 0 | 0 | 0
MT8004004 | MAJAX-3 800 c/w 4,00KW 4P 380V | FM - DONKIN | Centrifab (Pty) Ltd | 0 | 0 | 0 | 0 | 0 | 0 | 0
MT8005504 | MAJAX-3 800 c/w 5,50KW 4P 380V | FM - DONKIN | Air Speration | 0 | 0 | 0 | 0 | 0 | 0 | 0
MT8007504 | MAJAX-3 800 c/w 7,50KW 4P 380V | FM - DONKIN |  | 0 | 0 | 0 | 0 | 0 | 0 | 0
MT90011004 | MAJAX-3 900 c/w 11,00KW 4P 380V | FM - DONKIN |  | 0 | 0 | 0 | 0 | 0 | 0 | 0
MT9001104 | MAJAX-3 900 c/w 1,10KW 4P 380V | FM - DONKIN |  | 0 | 0 | 0 | 0 | 0 | 0 | 0
MT9001106 | MAJAX-3 900 c/w 1,10KW 6P 380V | FM - DONKIN |  | 0 | 0 | 0 | 0 | 0 | 0 | 0
MT9001504 | MAJAX-3 900 c/w 1,50KW 4P 380V | FM - DONKIN |  | 0 | 0 | 0 | 0 | 0 | 0 | 0
MT9001506 | MAJAX-3 900 c/w 1,50KW 6P 380V | FM - DONKIN |  | 0 | 0 | 0 | 0 | 0 | 0 | 0
MT9002204 | MAJAX-3 900 c/w 2,20KW 4P 380V | FM - DONKIN | Air Speration | 0 | 0 | 0 | 1 | 0 | 0 | 0
MT9002206 | MAJAX-3 900 c/w 2,20KW 6P 380V | FM - DONKIN |  | 0 | 0 | 0 | 0 | 0 | 0 | 0
MT9003004 | MAJAX-3 900 c/w 3,00KW 4P 380V | FM - DONKIN |  | 0 | 0 | 0 | 0 | 0 | 0 | 0
MT9003006 | MAJAX-3 900 c/w 3,00KW 6P 380V | FM - DONKIN |  | 0 | 0 | 0 | 0 | 0 | 0 | 0
MT9004004 | MAJAX-3 900 c/w 4,00KW 4P 380V | FM - DONKIN |  | 0 | 0 | 0 | 0 | 0 | 0 | 0
MT9004006 | MAJAX-3 900 c/w 4,00KW 6P 380V | FM - DONKIN |  | 0 | 0 | 0 | 0 | 0 | 0 | 0
MT9005504 | MAJAX-3 900 c/w 5,50KW 4P 380V | FM - DONKIN | Centrifab (Pty) Ltd | 0 | 0 | 0 | 0 | 0 | 0 | 0
MT9005506 | MAJAX-3 900 c/w 5,50KW 6P 380V | FM - DONKIN |  | 0 | 0 | 0 | 0 | 0 | 0 | 0
MT9007504 | MAJAX-3 900 c/w 7,50KW 4P 380V | FM - DONKIN |  | 0 | 0 | 0 | 0 | 0 | 0 | 0
MT9007506 | MAJAX-3 900 c/w 7,50KW 6P 380V | FM - DONKIN |  | 0 | 0 | 0 | 0 | 0 | 0 | 0
MTB8005504 | MAJAX-Bifucated 800 c/w 5.5kW 4Pole 380V |  |  | 0 | 0 | 0 | 0 | 0 | 0 | 0
MTBELT 500 20.C.8 | MAJAX-2 500 BAREFAN BELT DRIVEN |  |  | 0 | 0 | 0 | 0 | 0 | 0 | 0
MTPL5000374 | Majax-2 Plate Mounted 500 20.C.8 c/w 0.37 kW 4 Pole 380 V |  |  | 0 | 0 | 0 | 0 | 0 | 0 | 0
MTPL7102204 | Majax-2 Plate Mounted 710 20.D.8 c/w 2.2 kW 4 Pole 380 V |  |  | 0 | 0 | 0 | 0 | 0 | 0 | 0
Majax-2 400 15.B.8 IM | Impeller | FM - DONKIN | Centrifab (Pty) Ltd | 0 | 0 | 0 | 0 | 0 | 0 | 0
Majax-2 400-15-B-8 Bifucated | T200 c/w 1.1kw 2P 400V |  |  | 0 | 0 | 0 | 0 | 0 | 0 | 0
Majax-2 630.20.D.4 | Speed Controller | FM - DONKIN | Centrifab (Pty) Ltd | 0 | 0 | 0 | 0 | 0 | 0 | 0
Man Cooler | 600mm c/w 1.5kw 220v |  |  | 0 | 0 | 0 | 0 | 0 | 0 | 0
Material | Material | FM - ELECTRICAL WIRING | Downside Projects | 1 | 2 | 3 | 1 | 0 | 0 | 2
MaxfloA 710/150/5 | c/w1.5kw 4Pole 380V |  |  | 0 | 0 | 0 | 0 | 0 | 0 | 0
MaxfloP 710/150/5 | c/w 1.5kw 4Pole 380V |  |  | 0 | 0 | 0 | 0 | 0 | 0 | 0
Mild Steel-200x200x1.6mm | Laser-Cut Mild Steel Plate 200x200x1.6mm |  | Mafilisti Trading and Projects (Pty) Ltd | 0 | 0 | 0 | 16 | 0 | 0 | 0
Mild Steel-310x310x1.6mm | Laser-Cut Mild Steel Plate 310x310x1.6mm |  | Mafilisti Trading and Projects (Pty) Ltd | 0 | 0 | 0 | 2 | 0 | 0 | 0
Mild Steel-620x620x1.6mm | Laser-Cut Mild Steel Plate 620x620x1.6mm |  | Mafilisti Trading and Projects (Pty) Ltd | 0 | 0 | 0 | 2 | 0 | 0 | 0
N3002-TUNBOOT-600-00-07 | TUNGSTEN BOOT BLACK 7 | FM - UNIFORM |  | 0 | 0 | 0 | 0 | 0 | 0 | 0
NAME PLATES | Name plates/ engraving plates | FM - WORKS | Cuspal Manufacturing & Anodising CC | 12 | 20 | 45 | 500 | 0 | 0 | 0
NITRO PRO | includes PDF Editing (Windows, Mac, iOS), unlimited eSigning, and Customer Support. |  | Cleverbridge GmbH - NITRO | 0 | 0 | 0 | 1 | 0 | 0 | 0
NONE | AIRMAX-2.850 WALL MOUNT | FM - DONKIN |  | 0 | 0 | 0 | 0 | 0 | 0 | 0
NRD | Non Return Discharge Dampers | FM - DONKIN | Air Speration | 0 | 0 | 0 | 11 | 0 | 0 | 0
NS40/610/610/300 | HEPA FILTER 4000M3/H |  | Filta Matix | 1 | 1 | 2 | 5 | 0 | 0 | 0
NS40/610/610/300. | HEPA FILTER 4000M/H |  |  | 0 | 0 | 0 | 0 | 0 | 0 | 0
New .Impeller | 400D |  |  | 0 | 0 | 0 | 0 | 0 | 0 | 0
Non-Taxable Extra's | Non-Taxable Extra's | Accessories | Egoli Auto (Pty) Ltd t/a Mahindra JHB South | 0 | 0 | 0 | 2 | 0 | 0 | 0
OUTSTANDING BALANCE | Outstanding Balance for industrial Fans |  |  | 0 | 0 | 0 | 0 | 0 | 0 | 0
PAINT-WORKS | SPRAY PAINT INLET CONES | FM - PAINTING |  | 0 | 0 | 0 | 0 | 0 | 0 | 0
PD2 | White | FM - DONKIN | Seal 'N Devices (Pty) Ltd | 4 | 7 | 11 | 8 | 0 | 0 | 0
PHPM20B | M20 SCREW-IN BLANKING PLUGS (BLK) | FM - WORKS | ElectroMechanica (Pty) Ltd | 25 | 30 | 80 | 300 | 0 | 0 | 0
PHPM25B | M25 SCREW-IN BLANKING PLUGS (BLK) | FM - WORKS |  | 8 | 23 | 38 | 30 | 0 | 0 | 0
PINE | CRATING 25X114X1.8M |  | Foresta Timber & Board (Pty) Ltd | 49 | 62 | 111 | 496 | 0 | 0 | 0
PINE - BXXX 50X76X6.0M | PINE - BXXX 50X76X6.0M |  |  | 0 | 0 | 0 | 71 | 0 | 0 | 0
PINE - CRATING 25X114X3 .6M | PINE - CRATING 25X114X3 .6M |  |  | 0 | 0 | 0 | 115 | 0 | 0 | 0
PMGB20-13.5 | M20 NYLON COMPRESSION GLAND GREY | FM - WORKS | ElectroMechanica (Pty) Ltd | 67 | 88 | 221 | 800 | 0 | 0 | 0
PMGB25-18 | M25 NYLON COMPRESSION GLAND GREY | FM - WORKS | ElectroMechanica (Pty) Ltd | 33 | 44 | 111 | 400 | 0 | 0 | 0
POZI SELF TAPPER | No10 ( 4 . 8mm) *19 PAN/HD POZI SELF TAPPER 10X19 7981 | FASTENERS | M&D SPECIALISED FASTENERS (PTY) LTD | 63 | 88 | 214 | 500 | 0 | 0 | 0
POZI SELF TAPPER - 10 | No10 (4 .8mm)x19 PAN/HD POZI SELF TAPPER 10X19 7981 | FASTENERS |  | 0 | 0 | 0 | 2040 | 0 | 0 | 0
POZI SELF TAPPER - 12 | No12 (5.5mm)x19 PAN/HD POZI SELF TAPPER 10X19 7981 | FASTENERS |  | 0 | 0 | 0 | 600 | 0 | 0 | 0
PQ3070-2RH | 0.37KW 2P 400V PAD | FM - MOTORS | ACTOM | 0 | 0 | 0 | 0 | 0 | 0 | 0
PQ3083-4RH | 0.75KW 4P 400V PAD | FM - MOTORS | ACTOM | 0 | 0 | 0 | 0 | 0 | 0 | 0
PQ3090-4RH | 1.1KW 4P 400V PAD | FM - MOTORS | ACTOM | 0 | 0 | 0 | 0 | 0 | 0 | 0
PR3mm x 1300mm | New W11F 3mm x 1300mm Plate Roller |  | Mech Tech Precision (Pty) Ltd | 0 | 0 | 0 | 1 | 0 | 0 | 0
PRA GLAND FLP Exde BRASS CPR N*1 M20 | PRA GLAND FLP Exde BRASS CPR N*1 M20 |  | Pratley (Pty) Ltd | 0 | 0 | 0 | 8 | 0 | 0 | 0
PRA LOCKNUT BRASS No 0 & 1 - M20 | PRA LOCKNUT BRASS No 0 & 1 - M20 |  |  | 0 | 0 | 0 | 4 | 0 | 0 | 0
PRA LOCKNUT BRASS No 2 - M25 | PRA LOCKNUT BRASS No 2 - M25 |  |  | 0 | 0 | 0 | 4 | 0 | 0 | 0
PRA REDUCER FLP Ex d/e 25M-20F | PRA REDUCER FLP Ex d/e 25M-20F |  | Pratley (Pty) Ltd | 0 | 0 | 0 | 4 | 0 | 0 | 0
PROGRAM - Customized Programming Service | Development of web Based Fan Selection Program |  |  | 0 | 0 | 0 | 6 | 0 | 0 | 0
PRPFAN822 | FAC30/4 Propeller Fan | FM - IMPELLER | CFW Fans (Pty) Ltd | 0 | 0 | 0 | 1 | 0 | 0 | 0
PTAVAV23795 | VCD 200 S595 SW 1.00KW MLM 24V Master |  |  | 0 | 0 | 0 | 0 | 0 | 0 | 0
PTAVAV23796 | VCD 250 S595 SW 1.25KW MLM 24V Master |  |  | 0 | 0 | 0 | 0 | 0 | 0 | 0
PVT/20 | PVT/20 c/w 130W 2880RPM 220V |  |  | 0 | 0 | 0 | 10 | 0 | 0 | 0
PVT/30 | PVT/30 c/w 380W 2800RPM 220V | Accessories | Luft Industries Natal (Pty) Ltd | 0 | 0 | 0 | 10 | 0 | 0 | 0
PVT/40 | PVT/40 c/w 1.1kW 2800RPM 220V |  |  | 0 | 0 | 0 | 10 | 0 | 0 | 0
PVT/50 | PVT /50 c/w 2.2KkW 2800RPM 220V |  | AF Fans CC | 0 | 0 | 0 | 10 | 0 | 0 | 0
PWT PI150 0R7G3Z | PI150 VSD 0.75KW 380V IP20 BRK |  | Bearing Man Group | 0 | 0 | 0 | 2 | 0 | 0 | 0
Pallet Wrap | Clear Pallet Wrap, Extended Core, 450x400x10mic (Roll) | FM - WORKS |  | 2 | 6 | 10 | 6 | 0 | 0 | 4
Partial Payment | Industrial fan - Partial Payment |  |  | 0 | 0 | 0 | 0 | 0 | 0 | 0
Pl Blades | Plastic Blades | FM - IMPELLER | CFW Fans (Pty) Ltd | 27 | 39 | 94 | 1205 | 0 | 0 | 0
Pl Blanks | Plastic Blanks | FM - IMPELLER | CFW Fans (Pty) Ltd | 7 | 8 | 21 | 290 | 0 | 0 | 0
Plasma Cuts | Sheets cut(10), Plates cut(56) & Ends Cut(60) |  | Intervent-Universal (Pty) Ltd | 0 | 0 | 0 | 1 | 0 | 0 | 0
Project Name | The Precint |  |  | 0 | 0 | 0 | 0 | 0 | 0 | 0
QCP- | Data Book |  |  | 0 | 0 | 0 | 0 | 0 | 0 | 0
QD GP 5LT | QD GREY PRIMER 5LT | FM - WORKS | MG AUTO PAINT (PTY) LTD | 0 | 0 | 0 | 1 | 0 | 0 | 0
R30 MD II ATEX | R30 MD II ATEX 3G/D II GOR 1.1kW ATEX II 2G Ex db eb IIC T3 GB- B14 IIC T3 130 V220/380 -50 Hz IE3 |  |  | 0 | 0 | 0 | 0 | 0 | 0 | 0
RA | 1500x600x850 long Rectangular Attenuator | FM - DONKIN | Attenu-Tec | 1 | 2 | 3 | 0 | 0 | 0 | 3
RAD100 | RAD 100 | FM - KAYITES | Kayites | 16 | 24 | 40 | 0 | 0 | 0 | 40
RAD125 | RAD 125 | FM - KAYITES | Kayites | 3 | 4 | 7 | 12 | 0 | 0 | 0
RAD150 | RAD 150 | FM - KAYITES | Kayites | 2 | 3 | 5 | 11 | 0 | 0 | 0
RAD160 | RAD 160 | FM - KAYITES | Kayites | 0 | 0 | 0 | 0 | 0 | 0 | 0
RAD200 | RAD 200 | FM - KAYITES | Kayites | 2 | 3 | 5 | 0 | 0 | 0 | 5
RAD250 | RAD 250 | FM - KAYITES | Kayites | 1 | 2 | 3 | 35 | 0 | 0 | 0
RAD315 | RAD 315 | FM - KAYITES | Kayites | 1 | 2 | 3 | 0 | 0 | 0 | 3
RAD355 | RAD 355 | FM - KAYITES | Kayites | 1 | 2 | 3 | 17 | 0 | 0 | 0
RB Flex | Flexible connection |  |  | 0 | 0 | 0 | 0 | 0 | 0 | 0
RB7/0.5 | SISW c/w 0.55 kW 2P 380V |  |  | 0 | 0 | 0 | 0 | 0 | 0 | 0
REC10050 | REC 100-50 | FM - KAYITES | Kayites | 0 | 0 | 0 | 1 | 0 | 0 | 0
REC3015 | REC 30-15 | FM - KAYITES | Kayites | 0 | 0 | 0 | 2 | 0 | 0 | 0
REC4020A | REC 40-20 A | FM - KAYITES | Kayites | 0 | 0 | 0 | 0 | 0 | 0 | 0
REC4020B | REC 40-20 B | FM - KAYITES | Kayites | 0 | 0 | 0 | 2 | 0 | 0 | 0
REC5025 | REC 50-25 | FM - KAYITES | Kayites | 0 | 0 | 0 | 0 | 0 | 0 | 0
REC6030 | REC 60-30 | FM - KAYITES | Kayites | 0 | 0 | 0 | 0 | 0 | 0 | 0
REC6035 | REC 60-35 | FM - KAYITES | Kayites | 1 | 1 | 2 | 1 | 0 | 0 | 1
REC7040 | REC 70-40 | FM - KAYITES | Kayites | 0 | 0 | 0 | 0 | 0 | 0 | 0
REC8050 | REC 80-50 | FM - KAYITES | Kayites | 0 | 0 | 0 | 0 | 0 | 0 | 0
RECT ATT | 1100 X 1100 and 1500mm Long | FM - DONKIN | Attenu-Tec | 4 | 5 | 9 | 0 | 0 | 0 | 9
REFURBISHING | FAN REFURBISHMENT |  |  | 0 | 0 | 0 | 0 | 0 | 0 | 0
RENTAL | RENTAL |  | Stand 231 Alrode South CC | 1 | 1 | 2 | 10 | 0 | 0 | 0
REPAIR-BLADE | 315 X 70 Wide Radical Bladed Fan - Existing Inlet ring removed - New one Manufactured & re-assembled | CONSUMABLES | Airtec Fans & Engineering | 1 | 1 | 2 | 0 | 0 | 0 | 2
RIGM6 | RIGID POC FILTERS 600X600X600 M6 6POC |  | Filtermac Design ( Pty) Ltd | 1 | 2 | 3 | 16 | 0 | 0 | 0
RS1-400 | Controller 1.8 amp ( Excl.J.Box) | Accessories | Luft Industries Natal (Pty) Ltd | 0 | 0 | 0 | 0 | 0 | 0 | 0
RT1.25-4S | Red Ring Terminal 4mm Stud | FM - WORKS | Cabrical (Pty) Ltd | 133 | 141 | 408 | 1600 | 0 | 0 | 0
RT1.25-5S | Red Ring Terminal 5mm Stud | FM - WORKS | Cabrical (Pty) Ltd | 133 | 141 | 408 | 1600 | 0 | 0 | 0
RT1.25-6S | Red Ring Terminal 6mm Stud | FM - WORKS | Cabrical (Pty) Ltd | 33 | 35 | 102 | 400 | 0 | 0 | 0
RTube-25x1.9-6M | Round Tube 25x1.9-6M | CASING | NJR STEEL - ALRODE (PTY) LTD | 1 | 1 | 2 | 1 | 0 | 0 | 1
RTube-32x1.9-6M | Round Tube 32x1.9-6M | CASING | NJR STEEL - ALRODE (PTY) LTD | 3 | 3 | 6 | 3 | 0 | 0 | 3
RTube-38x1.9-6M | Round Tube 38x1.9-6M | CASING | NJR STEEL - ALRODE (PTY) LTD | 1 | 1 | 2 | 1 | 0 | 0 | 1
RV+02-4 Inch | Safety Valve - Press 300- 600mBar - 4Inch |  |  | 0 | 0 | 0 | 0 | 0 | 0 | 0
RV02-4 | Safety Valve - Press 300-600mBar - 4 |  |  | 0 | 0 | 0 | 0 | 0 | 0 | 0
RW0.14220 | Rewind 0.1Kw 1430rpm 230V Motor Suitable for 60Hz Operation | FM - LUCK & KING | Luck and King | 0 | 0 | 0 | 2 | 0 | 0 | 0
RepairCMP | Repair teh casing by replacing the flange to be 3mm thick and re-paint entire casing |  | Mafilisti Trading and Projects (Pty) Ltd | 0 | 0 | 0 | 2 | 0 | 0 | 0
Repairr | Mahindra repair chip |  |  | 0 | 0 | 0 | 0 | 0 | 0 | 0
Rewind Motors | From 400V to 525V | FM - LUCK & KING | Luck and King | 0 | 0 | 0 | 22 | 0 | 0 | 0
Rewind To | 525V | FM - MOTORS | ACTOM | 0 | 0 | 0 | 3 | 0 | 0 | 0
Roshcon | Ducting |  |  | 0 | 0 | 0 | 0 | 0 | 0 | 0
S-STARMIG-255 | SMARTER STAR MIG 255 with Parker torch | CONSUMABLES | INTROWELD CC | 0 | 0 | 0 | 1 | 0 | 0 | 0
S/S | Pleated Panel Filter 595 x 595 x 48 |  | Airventfil (Pty) Ltd | 0 | 0 | 0 | 12 | 0 | 0 | 0
S/S POZI SELF TAPPER | No10 (4.8mm)x19 PAN/HD POZI SELF TAPPER - S/S 304 - A2 | FASTENERS | M&D SPECIALISED FASTENERS (PTY) LTD | 91 | 97 | 188 | 1000 | 0 | 0 | 0
S1 | Silencers |  |  | 0 | 0 | 0 | 0 | 0 | 0 | 0
SA | Skid Assembly |  |  | 0 | 0 | 0 | 0 | 0 | 0 | 0
SA06/GF | 900 X 600 X 1200 Rectangular Attenuator |  |  | 0 | 0 | 0 | 0 | 0 | 0 | 0
SA07/GF | 600 X 600 X 1200 Rectangular Attenuator |  |  | 0 | 0 | 0 | 0 | 0 | 0 | 0
SA08/GF | 1500 X 600 X 1200 Rectangular Attenuator |  |  | 0 | 0 | 0 | 0 | 0 | 0 | 0
SA10/GF | 1800 X 350 X 1200 Rectangular Attenuator |  |  | 0 | 0 | 0 | 0 | 0 | 0 | 0
SA11/GF | 1800 X 350 X 1200 Rectangular Attenuator |  |  | 0 | 0 | 0 | 0 | 0 | 0 | 0
SA12/GF | 630mm Dia 1.5D Silencer |  |  | 0 | 0 | 0 | 0 | 0 | 0 | 0
SACFW500B10P0T4DB20G2 | VSD 4KW 380V 10A |  |  | 0 | 0 | 0 | 0 | 0 | 0 | 0
SACFW500D24P0T4DB20G2 | VSD 11KW 380V 24A |  |  | 0 | 0 | 0 | 0 | 0 | 0 | 0
SAF-1.5 Inch | - Inlet Wire Screen Mesh - 1.5Inch |  |  | 0 | 0 | 0 | 0 | 0 | 0 | 0
SAF-4 Inch - | - Inlet Wire Screen Mesh - 4Inch |  |  | 0 | 0 | 0 | 0 | 0 | 0 | 0
SAF4 | Inlet Wire Screen Mesh - 4 inch |  |  | 0 | 0 | 0 | 0 | 0 | 0 | 0
SAL280 | SAL 280 | FM - KAYITES | Kayites | 0 | 0 | 0 | 0 | 0 | 0 | 0
SAL315 | SAL 315 | FM - KAYITES | Kayites | 0 | 0 | 0 | 0 | 0 | 0 | 0
SAL355 | SAL 355 | FM - KAYITES | Kayites | 0 | 0 | 0 | 0 | 0 | 0 | 0
SAL400 | SAL 400 | FM - KAYITES | Kayites | 0 | 0 | 0 | 2 | 0 | 0 | 0
SAL450 | SAL 450 | FM - KAYITES | Kayites | 0 | 0 | 0 | 0 | 0 | 0 | 0
SAL500 | SAL 500 | FM - KAYITES | Kayites | 0 | 0 | 0 | 0 | 0 | 0 | 0
SAL560 | SAL 560 | FM - KAYITES | Kayites | 0 | 0 | 0 | 0 | 0 | 0 | 0
SAL630 | SAL 630 | FM - KAYITES | Kayites | 0 | 0 | 0 | 0 | 0 | 0 | 0
SAL710 | SAL 710 | FM - KAYITES | Kayites | 0 | 0 | 0 | 0 | 0 | 0 | 0
SAV STICKERS | Solvent Printed SAV Stickers - Rounded Corners - (108mm x 88mm) | FM - WORKS | HC Soekoe CC | 19 | 27 | 64 | 600 | 0 | 0 | 0
SCB0820-1.3kW-M | Side Channel Blower - 1.3kW-M - 1 1/2 - 230V | FM - FPZ | Effepizeta | 0 | 0 | 0 | 1 | 0 | 0 | 0
SCBD2M0.7kWb | SCB D2M 0.7kW - 220V | FM - BLOWER |  | 0 | 0 | 0 | 0 | 0 | 0 | 0
SCBD2T0.7kWB | SCB D2T 0.7kW - 400V | FM - BLOWER |  | 0 | 0 | 0 | 0 | 0 | 0 | 0
SCBD3M1.3kWB | SCB D3M 1.3kW - 220V | FM - BLOWER |  | 0 | 0 | 0 | 0 | 0 | 0 | 0
SCBD3T0.85kWB | SCB D3T 0.85kW - 400V | FM - BLOWER |  | 0 | 0 | 0 | 0 | 0 | 0 | 0
SCBD3T1.3kWB | SCB D3T 1.3kW - 400V | FM - BLOWER |  | 0 | 0 | 0 | 0 | 0 | 0 | 0
SCBD4M1.3kWB | SCB D4M 1.3kW - 220V | FM - BLOWER |  | 0 | 0 | 0 | 0 | 0 | 0 | 0
SCBD4M1.5kWB | SCB D4M 1.5kW - 220V | FM - BLOWER |  | 0 | 0 | 0 | 0 | 0 | 0 | 0
SCBD4M2.2kWB | SCB D4M 2.2kW - 220V | FM - BLOWER |  | 0 | 0 | 0 | 0 | 0 | 0 | 0
SCBD4T1.6kWB | SCB D4T 1.6kW - 400V | FM - BLOWER |  | 0 | 0 | 0 | 0 | 0 | 0 | 0
SCBD4T2.2kW- | Side Channel Blower D4T 2.2kW - 400V - 3Ph - 50Hz - 1.5Inch |  |  | 0 | 0 | 0 | 0 | 0 | 0 | 0
SCBD4T2.2kWB | SCB D4T 2.2kW - 400V | FM - BLOWER |  | 0 | 0 | 0 | 0 | 0 | 0 | 0
SCBD5T2.2kWB | SCB D5T 2.2kW - 400V | FM - BLOWER |  | 0 | 0 | 0 | 0 | 0 | 0 | 0
SCBD5T3kWB | SCB D5T 3kW - 400V | FM - BLOWER |  | 0 | 0 | 0 | 0 | 0 | 0 | 0
SCBD5T4kWB | SCB D5T 4kW - 400V | FM - BLOWER |  | 0 | 0 | 0 | 0 | 0 | 0 | 0
SCBD7T3.0kWB | SCB D7T 3.0kW - 400V | FM - BLOWER |  | 0 | 0 | 0 | 0 | 0 | 0 | 0
SCBD7T5.5kWB | SCB D7T 5.5kW - 400V | FM - BLOWER |  | 0 | 0 | 0 | 0 | 0 | 0 | 0
SCBD8T5.5kWB | SCB D8T 5.5kW - 400V | FM - BLOWER |  | 0 | 0 | 0 | 0 | 0 | 0 | 0
SCBD9T16.5kW | Side Channel Blower D5T 16.5kW - 400V - 3Ph - 50Hz - 4Inch |  |  | 0 | 0 | 0 | 0 | 0 | 0 | 0
SCBFLT1.25B | SCB Blower Simple Intake Filter - 1 1/4 | FM - BLOWER |  | 0 | 0 | 0 | 19 | 0 | 0 | 0
SCBFLT1.5B | SCB Blower Simple Intake Filter - 1 1/2 | FM - BLOWER |  | 0 | 0 | 0 | 18 | 0 | 0 | 0
SCBFLT2.5B | SCB Blower Simple Intake Filter - 2 1/2 | FM - BLOWER |  | 0 | 0 | 0 | 3 | 0 | 0 | 0
SCBFLT4 | SCB Blower Simple Intake Filter - 4 | FM - BLOWER |  | 0 | 0 | 0 | 4 | 0 | 0 | 0
SCBPV1.25AB | SCB Pressure Relieve Valve - 1 1/4 - Aluminium | FM - BLOWER |  | 0 | 0 | 0 | 19 | 0 | 0 | 0
SCBPV1.25PB | SCB Pressure Relieve Valve - 1 1/4 - Plastic | FM - BLOWER |  | 0 | 0 | 0 | 1 | 0 | 0 | 0
SCBPV4AB | SCB Pressure Relieve Valve - 4 - Aluminium | FM - BLOWER |  | 0 | 0 | 0 | 5 | 0 | 0 | 0
SCBS0T0.12kWB | SCB S0T 0.12kW - 400V | FM - BLOWER |  | 0 | 0 | 0 | 0 | 0 | 0 | 0
SCBS1M0.2kWB | SCB S1M 0.2kW - 220V | FM - BLOWER |  | 0 | 0 | 0 | 0 | 0 | 0 | 0
SCBS1T0.2kWB | SCB S1T 0.2kW - 400V | FM - BLOWER |  | 0 | 0 | 0 | 0 | 0 | 0 | 0
SCBS2M0.25kWB | SCB S2M 0.25kW - 220V | FM - BLOWER |  | 0 | 0 | 0 | 0 | 0 | 0 | 0
SCBS2M0.4kWB | SCB S2M 0.4kW - 220V | FM - BLOWER |  | 0 | 0 | 0 | 0 | 0 | 0 | 0
SCBS2T0.25kWB | SCB S2T 0.25kW - 400V | FM - BLOWER |  | 0 | 0 | 0 | 0 | 0 | 0 | 0
SCBS2T0.4kWB | SCB S2T 0.4kW - 400V | FM - BLOWER |  | 0 | 0 | 0 | 0 | 0 | 0 | 0
SCBS3M0.55kWB | SCB S3M 0.55kW - 220V | FM - BLOWER |  | 0 | 0 | 0 | 0 | 0 | 0 | 0
SCBS3M0.7kWB | SCB S3M 0.7kW - 220V | FM - BLOWER |  | 0 | 0 | 0 | 0 | 0 | 0 | 0
SCBS3T0.55kWB | SCB S3T 0.55kW - 400V | FM - BLOWER |  | 0 | 0 | 0 | 0 | 0 | 0 | 0
SCBS3T0.7kWB | SCB S3T 0.7kW - 400V | FM - BLOWER |  | 0 | 0 | 0 | 0 | 0 | 0 | 0
SCBS4M0.7kWB | SCB S4M 0.7kW - 220V | FM - BLOWER |  | 0 | 0 | 0 | 0 | 0 | 0 | 0
SCBS4M0.85kWB | SCB S4M 0.85kW - 220V | FM - BLOWER |  | 0 | 0 | 0 | 0 | 0 | 0 | 0
SCBS4M1.3kWB | SCB S4M 1.3kW - 220V | FM - BLOWER |  | 0 | 0 | 0 | 0 | 0 | 0 | 0
SCBS4T0.7kWB | SCB S4T 0.7kW - 400V | FM - BLOWER |  | 0 | 0 | 0 | 0 | 0 | 0 | 0
SCBS4T0.85kWB | SCB S4T 0.85kW - 400V | FM - BLOWER |  | 0 | 0 | 0 | 0 | 0 | 0 | 0
SCBS4T1.3kWB | SCB S4T 1.3kW - 400V | FM - BLOWER |  | 0 | 0 | 0 | 0 | 0 | 0 | 0
SCBS5M1.3kWB | SCB S5M 1.3kW - 220V | FM - BLOWER |  | 0 | 0 | 0 | 0 | 0 | 0 | 0
SCBS5M1.5kWB | SCB S5M 1.5kW - 220V | FM - BLOWER |  | 0 | 0 | 0 | 0 | 0 | 0 | 0
SCBS5M2.2kWB | SCB S5M 2.2kW - 220V | FM - BLOWER |  | 0 | 0 | 0 | 0 | 0 | 0 | 0
SCBS5T1.3kWB | SCB S5T 1.3kW - 400V | FM - BLOWER |  | 0 | 0 | 0 | 0 | 0 | 0 | 0
SCBS5T1.6kWB | SCB S5T 1.6kW - 400V | FM - BLOWER |  | 0 | 0 | 0 | 0 | 0 | 0 | 0
SCBS5T2.2kWB | SCB S5T 2.2kW - 400V | FM - BLOWER |  | 0 | 0 | 0 | 0 | 0 | 0 | 0
SCBS6M2.2kWB | SCB S6M 2.2kW - 220V | FM - BLOWER |  | 0 | 0 | 0 | 0 | 0 | 0 | 0
SCBS6T2.2kWB | SCB S6T 2.2kW - 400V | FM - BLOWER |  | 0 | 0 | 0 | 0 | 0 | 0 | 0
SCBS6T3kWB | SCB S6T 3kW - 400V | FM - BLOWER |  | 0 | 0 | 0 | 0 | 0 | 0 | 0
SCBS7T3kWB | SCB S7T 3kW - 400V | FM - BLOWER |  | 0 | 0 | 0 | 0 | 0 | 0 | 0
SCBS7T4.3kWB | SCB S7T 4.3kW - 400V | FM - BLOWER |  | 0 | 0 | 0 | 0 | 0 | 0 | 0
SCBS8T4.3kWB | SCB S8T 4.3kW - 400V | FM - BLOWER |  | 0 | 0 | 0 | 0 | 0 | 0 | 0
SCBS8T5.5kWB | SCB S8T 5.5kW - 400V | FM - BLOWER |  | 0 | 0 | 0 | 0 | 0 | 0 | 0
SCBS8T7.5kWB | SCB S8T 7.5kW - 400V | FM - BLOWER |  | 0 | 0 | 0 | 0 | 0 | 0 | 0
SCBS9T12.5kW | Side Channel Blower S9T 12.5Kw - 525V - 4 |  |  | 0 | 0 | 0 | 0 | 0 | 0 | 0
SCL-R20MD-0.75kW-400V | SCL R20MD 0.75kW 400V BLOWER | FM - FPZ | Effepizeta | 0 | 0 | 0 | 1 | 0 | 0 | 0
SE07MD50+0004 | e7 MD 4.0Kw 3Ph |  |  | 0 | 0 | 0 | 0 | 0 | 0 | 0
SE07MS50+0005 | SCL e07-MS MOR IE3 M.E. 4.0-4.8KW - 2 POLI 345-415/200-240V 50Hz - 380-480/220-280V 60Hz. IP55 | FM - FPZ | Effepizeta | 0 | 0 | 0 | 1 | 0 | 0 | 0
SE07MS50+0012 | SCL e07-MS MOR IE3 M.E. 5.5 - 6.5 kW - 2 POLI -600-720/345-415V 50Hz - 660-830/380-480V 60Hz WR | FM - FPZ | Effepizeta | 0 | 0 | 0 | 1 | 0 | 0 | 0
SE08MS50+0014 | SCL e08-MS MOR - IE3 M.E 7.5KW - 9.0KW - 2 POLI | FM - FPZ | Effepizeta | 0 | 0 | 0 | 2 | 0 | 0 | 0
SE08MS55 | SCL e08-MS MOR IE3 - M.E. 5.5 kW- 525V -IE3 -IP55 NATURAL FINISH | FM - FPZ | Effepizeta | 0 | 0 | 0 | 1 | 0 | 0 | 0
SE10MS50+0005 | SCL e10-MS MOR IE3 M.E. 11 - 13 kW - 2 POLI - 380V - IP55 Natural Finish | FM - FPZ | Effepizeta | 0 | 0 | 0 | 3 | 0 | 0 | 0
SE11MS00+0048 | SCL e11-MS MOR IE2 M.E. 11 - 13 kW - 2 POLI - 300/525V 50HZ 360/630V 60HZ IE2 - CL. F TROP. | FM - FPZ | Effepizeta | 1 | 2 | 3 | 9 | 0 | 0 | 0
SE11TS50+0002 | SCL e11-TS MOR IER - M.E 22 - 25.5 kW - 2 POLI - IE3 CL. F TROP. PTO IP55 - NATURAL FINISH | FM - FPZ | Effepizeta | 0 | 0 | 0 | 5 | 0 | 0 | 0
SE12TS50+0000 | SCL e12-TS MOR IE3 - M.E. 18.5 - 22 kW - 2 POLI |  |  | 0 | 0 | 0 | 0 | 0 | 0 | 0
SEF100 | SEF 100 | FM - KAYITES | Kayites | 0 | 0 | 0 | 16 | 0 | 0 | 0
SEF125 | SEF125 | FM - KAYITES | Kayites | 1 | 1 | 2 | 17 | 0 | 0 | 0
SFB04006006 | Flat Bar CQ 40x6mm 6 Mtr | CASING | NJR STEEL - ALRODE (PTY) LTD | 2 | 3 | 4 | 3 | 0 | 0 | 1
SH01 | HAND STRAPPING 12X 1500M - BLACK | FM - WORKS | Advantage Air Africa Pty Ltd | 0 | 0 | 0 | 1 | 0 | 0 | 0
SHPBSW | BANDSAW WELD ONLY BIMETAL | FM - WORKS | SPARES 2000 CC t/a SHARP-RITE | 0 | 0 | 0 | 2 | 0 | 0 | 0
SHR03012252450 | HR Sheet SAE1008 2450x1225x3 | CASING | NJR STEEL - ALRODE (PTY) LTD | 0 | 0 | 0 | 1 | 0 | 0 | 0
SITEW | Site Work - 8 hours |  |  | 0 | 0 | 0 | 0 | 0 | 0 | 0
SK03MS50+0121 | SCL K03-MS MOR IE3 M.E. 0.55 - 0.65 kW 2 POLI345-415/200-240V 50Hz - 380-480/220-280V 60Hz WR | FM - FPZ | Effepizeta | 0 | 0 | 0 | 2 | 0 | 0 | 0
SLA2025 | Support SLA Mar |  | AXEGROUP | 1 | 1 | 2 | 7 | 0 | 0 | 0
SMOKE EXTRACTION FS 160/180 | TERMINAL BLOCK 300c | FM - MOTORS | WEG South Africa | 0 | 0 | 0 | 1 | 0 | 0 | 0
SMR2005 | Spring Mount 2 - 750 - White | FM - DONKIN | Seal 'N Devices (Pty) Ltd | 0 | 0 | 0 | 4 | 0 | 0 | 0
SMR3002 | Spring Mount 3 - 1350 - Yellow |  |  | 0 | 0 | 0 | 0 | 0 | 0 | 0
SMR3005 | Spring Mount 3 - 1000 - Black |  |  | 0 | 0 | 0 | 0 | 0 | 0 | 0
SMR3005. | Spring Mount 3 - 1000 - Black |  |  | 0 | 0 | 0 | 0 | 0 | 0 | 0
SMR3006 | Spring Mount 3 - 1350 - Yellow |  |  | 0 | 0 | 0 | 0 | 0 | 0 | 0
SMR3007 | Spring Mount 3 - 1675 - Yellow |  |  | 0 | 0 | 0 | 0 | 0 | 0 | 0
SMRH1003 | Spring Mount H 1-125Red | FM - DONKIN | Seal 'N Devices (Pty) Ltd | 0 | 0 | 0 | 0 | 0 | 0 | 0
SMRH1004 | Spring Mount H 1-200Black | FM - DONKIN | Seal 'N Devices (Pty) Ltd | 0 | 0 | 0 | 0 | 0 | 0 | 0
SMRH1005 | Spring Mount H 1-310Yellow | FM - DONKIN | Seal 'N Devices (Pty) Ltd | 0 | 0 | 0 | 0 | 0 | 0 | 0
SMW23030 | 5.5KW 4P 380V IP55 300 C/2HR WEG SMOKEX PAD W22 MOTOR | FM - MOTORS | WEG South Africa | 0 | 1 | 1 | 3 | 0 | 0 | 0
SOF250 | SOF 250 | FM - KAYITES | Kayites | 0 | 0 | 0 | 0 | 0 | 0 | 0
SOF300 | SOF 300 | FM - KAYITES | Kayites | 0 | 0 | 0 | 0 | 0 | 0 | 0
SOF350 | SOF 350 | FM - KAYITES | Kayites | 0 | 0 | 0 | 0 | 0 | 0 | 0
SOF400 | SOF 400 | FM - KAYITES | Kayites | 0 | 0 | 0 | 0 | 0 | 0 | 0
SOF450 | SOF 450 | FM - KAYITES | Kayites | 0 | 0 | 0 | 0 | 0 | 0 | 0
SOF500 | SOF 500 | FM - KAYITES | Kayites | 0 | 0 | 0 | 0 | 0 | 0 | 0
SOF630 | SOF 630 | FM - KAYITES | Kayites | 0 | 0 | 0 | 0 | 0 | 0 | 0
SP | Spark Proofing - SP | FM - LUCK & KING | Luck and King | 0 | 0 | 0 | 2 | 0 | 0 | 0
SQL-GLF12.5-D | Galvanised Industrial Extractor Fan + Grill & Louvers: 1380sq, 220V, 1.1kw, 440rpm, 44000m3/hr |  | AF Fans CC | 0 | 0 | 0 | 5 | 0 | 0 | 0
SQL-GLF12.5-GR | GLF Grill: 1380sq. |  | AF Fans CC | 0 | 0 | 0 | 5 | 0 | 0 | 0
SQL-GLF9.5-D | GLF 9.5 c/w 0.75kW 220v |  | AF Fans CC | 0 | 0 | 0 | 1 | 0 | 0 | 0
SQL-GR75F | GLF Fan Wheel - Fixed 70mm |  | AF Fans CC | 1 | 1 | 2 | 10 | 0 | 0 | 0
SQL-GR75PBR | GLF Fan Wheel - PBK 70mm |  | AF Fans CC | 1 | 1 | 2 | 10 | 0 | 0 | 0
SR20MD00+0095 | SCL R20-MD GOR ATEX 2G ANOD. +V.INOX + IMPR. EU M.E.0.75-0.9KW - 2 POLI 230/400-50 |  |  | 0 | 0 | 0 | 0 | 0 | 0 | 0
SR30MD000024 | SCL R30-MD MOR M.E 1.5KW 1Ph 220V | FM - FPZ |  | 0 | 0 | 0 | 0 | 0 | 0 | 0
SR30MD000069 | SCL R30-MD MOR EU M.E 1.5KW 3Ph 380V | FM - FPZ | Effepizeta | 0 | 1 | 1 | 0 | 0 | 0 | 1
SR30MD50 | R30 MD 1.5Kw 380V 3-ph |  |  | 0 | 0 | 0 | 0 | 0 | 0 | 0
SR30MD50+0010 | R30 MD 1.5K 380V 3Ph |  |  | 0 | 0 | 0 | 0 | 0 | 0 | 0
SR30MD50+0020 | R30 MD 1.5Kw 220V 1-ph |  |  | 0 | 0 | 0 | 0 | 0 | 0 | 0
SR40MD00 + 0006 | SCL R40-MD MOR EU M.E 2.2kW - 2 POLI 230-50 V-HZ - MF - CL.F TROP. + PTO - IP55 - PAINTED | FM - FPZ | Effepizeta | 0 | 0 | 0 | 1 | 0 | 0 | 0
SR40MD00+0006 | SCL R40MD | FM - FPZ |  | 0 | 0 | 0 | 0 | 0 | 0 | 0
SSD | New Disk replacement SSD 512gb from invoice AXG0205 |  | AXEGROUP | 0 | 0 | 0 | 1 | 0 | 0 | 0
ST0.14220 | Satmos Treatment 0.1Kw 1430rpm 230V | FM - LUCK & KING | Luck and King | 0 | 0 | 0 | 2 | 0 | 0 | 0
ST0001 | 760diam/9bladed/28mmbore/30deg/Impeller/FB |  | Phoenix Fans & Engineering | 0 | 0 | 0 | 10 | 0 | 0 | 0
STEPDRILL11 | STEP DRILL 4-22 X2MM T/CRAFT | CONSUMABLES | EIS - (Engineering And Industrial Supplies) | 3 | 3 | 6 | 0 | 0 | 0 | 6
STEPDRILL32 | STEP DRILL 4-32 X 2MM | CONSUMABLES | EIS - (Engineering And Industrial Supplies) | 3 | 3 | 6 | 0 | 0 | 0 | 6
STOCK GALVANIZING-12 JULY 2024 | STOCK GALVANIZING-12 JULY 2024 | FM - CASING | GALVAGLOW (PTY) LTD | 9 | 14 | 23 | 198 | 0 | 0 | 0
STORAGE1000000 | Rental Space to Store Goods |  | Plant Service & Maintenance (PTY) Ltd | 0 | 0 | 0 | 1 | 0 | 0 | 0
SWA02.5X4BKLH | STEEL WIRE ARMOURED 2.5MM X 4 | FM - WORKS | Alvern Cables (Pty) Ltd | 2 | 2 | 4 | 12 | 0 | 0 | 0
Sea Freight | Sea Freight 2-off Blower |  |  | 0 | 0 | 0 | 0 | 0 | 0 | 0
Search Engine | Search Engine Optimisation - Pro Package |  | ONPOINT MEDIA SA | 1 | 1 | 2 | 7 | 0 | 0 | 0
Service Provider | Service |  | Comtech Network Solutions | 1 | 1 | 2 | 0 | 0 | 0 | 2
Spare Motor | Tiracamino | FM - VORTICE | Vortice | 0 | 0 | 0 | 0 | 0 | 0 | 0
Spring Hanger | 2.280 Green |  |  | 0 | 0 | 0 | 0 | 0 | 0 | 0
Stantionary | Stationary |  | Bond Stationers | 12 | 16 | 28 | 25 | 0 | 0 | 0
TAB10130 | 1.1kw 6P 400V B30 90L IE1 MOTOR WEG W21 IP55 AL BOX | FM - MOTORS | WEG South Africa | 0 | 0 | 0 | 1 | 0 | 0 | 0
TAB15030 | 2.2kW 2P 400V B30 90L IE1 MOTOR WEG W11 IP55 AL BOX |  |  | 0 | 0 | 0 | 0 | 0 | 0 | 0
TAB15030- | 2.2kW 2P 400V B30 90L IE1 MOTOR WEG W11 IP55 AL BOX | FM - MOTORS | WEG South Africa | 0 | 0 | 0 | 1 | 0 | 0 | 0
TAP08130 | 0.75kw 6P 400V B30 90S IE1 MOTOR WEG W21 IP55 AL LEAD | FM - MOTORS | WEG South Africa | 0 | 0 | 0 | 1 | 0 | 0 | 0
TAXIP F300 450-5-25 | c/w 0.55 kW 4 Pole 380V Motor |  |  | 0 | 0 | 0 | 0 | 0 | 0 | 0
TB 315-560 | Casing Terminal Box (315-560) | FM - DONKIN | ULTIMATENG (PTY) LTD | 19 | 21 | 40 | 38 | 0 | 0 | 0
TB 630-800 | Casing Terminal Box (560-800) | FM - DONKIN | ULTIMATENG (PTY) LTD | 19 | 21 | 40 | 38 | 0 | 0 | 0
TC10.0X4BKHO7 | Trailing Cable 10mm2 4 Core | FM - WORKS | Alvern Cables (Pty) Ltd | 4 | 6 | 10 | 34 | 0 | 0 | 0
TCOVER | ROPE TIE DOWN - TONNEAU COVER - MAHINDRA SINGLE CAB | Car accessories | TONNEAU COVER MASTERS | 1 | 1 | 2 | 0 | 0 | 0 | 2
TEX1943033 | 3kW 4P 220/380-415V B3T 100L IE1 Motor WEG W21 IP55 FLP | FM - MOTORS | WEG South Africa | 0 | 0 | 0 | 1 | 0 | 0 | 0
TEX2313030 | 5.5kW 6P 380-415/660V B3 132M IE1 MOTOR WEG W21 IP55 FLP |  | Weg SA | 0 | 0 | 0 | 1 | 0 | 0 | 0
THINNERS - 25L | Thinners 25L | FM - WORKS |  | 5 | 15 | 25 | 1 | 0 | 0 | 24
THINNERS - 5L | Thinners 5l | FM - WORKS |  | 5 | 15 | 25 | 0 | 0 | 0 | 25
TR355T4 | Torrette TR 355 T4 0.55KW ATEX ZONE1 (1084 CFM) | FM - VORTICE | Vortice | 0 | 0 | 0 | 0 | 0 | 0 | 0
TR400T4 | Torrette TR 400 T4 1.1KW ATEX ZONE1 (2700 CFM) | FM - VORTICE | Vortice | 0 | 0 | 0 | 0 | 0 | 0 | 0
TR450T4 | Torrette TR 450 T4 2.2KW ATEX ZONE 1 (4500 CFM) | FM - VORTICE | Vortice | 0 | 0 | 0 | 0 | 0 | 0 | 0
TR500T4 | Torrette TR 500 T4 3KW ATEX ZONE1 (6500 CFM) | FM - VORTICE | Vortice | 0 | 0 | 0 | 0 | 0 | 0 | 0
TR500T6 | Torrette TR 500 T6 0.75KW ATEX ZONE1 (3600 CFM) | FM - VORTICE | Vortice | 0 | 0 | 0 | 0 | 0 | 0 | 0
TR710T6 | Torrette TR 710 T6 4KW ATEX ZONE1 (9500 CFM) | FM - VORTICE | Vortice | 0 | 0 | 0 | 0 | 0 | 0 | 0
TRK-AR-500T4 | Torrette TRK-AR 500 T4 3KW (6200CFM) | FM - VORTICE | Vortice | 0 | 0 | 0 | 0 | 0 | 0 | 0
TRL | Traveling from Office to Airport |  |  | 0 | 0 | 0 | 0 | 0 | 0 | 0
TRS250EC | Torrette TRS 250 EC (850 CFM) | FM - VORTICE | Vortice | 0 | 0 | 0 | 0 | 0 | 0 | 0
TRS310EC | Torrette TRS 310 EC (1050 CFM) | FM - VORTICE | Vortice | 0 | 0 | 0 | 0 | 0 | 0 | 0
TTR07603820006 | Rec Tube 76x38x1.9-6M | FABRICATION |  | 0 | 0 | 0 | 0 | 0 | 0 | 0
TTS 55 Pro | TTS 55 Pro Laser Engraving Machine |  | Tech Up 3D | 0 | 0 | 0 | 0 | 0 | 0 | 0
TTS038020006 | Sq / Tube 38X38X1.9-6M | FABRICATION |  | 0 | 0 | 0 | 0 | 0 | 0 | 0
TTS038030006 | Sq / Tube 38X38X3.0-6M | FM - FABRICATION | NJR STEEL - ALRODE (PTY) LTD | 0 | 0 | 0 | 1 | 0 | 0 | 0
TTSILENTM100 | TTSILENTM100 | Vents |  | 0 | 0 | 0 | 0 | 0 | 0 | 0
TTSILENTM125 Fan | TTSILENTM125 |  |  | 0 | 0 | 0 | 0 | 0 | 0 | 0
TTSILENTM250 | TTSILENTM250 | Vents |  | 0 | 0 | 0 | 11 | 0 | 0 | 0
Terminal-B56.36 | Terminal Blocik 56.36 - 6TN 56.36 M5 Complete | FM - WORKS | Machine Electrical Components CC | 15 | 22 | 52 | 590 | 0 | 0 | 0
Terminal-B70.45 | Terminal Blocks 70.45 - 6TN10, M6 | FM - WORKS | Machine Electrical Components CC | 6 | 18 | 30 | 45 | 0 | 0 | 0
Toll | Toll | FM - MACHINERY | Lime Laser service | 1 | 1 | 2 | 0 | 0 | 0 | 2
Transport | Delivery | FM - DONKIN | Air Speration | 0 | 0 | 0 | 0 | 0 | 0 | 0
Travel | Call Out |  | AXEGROUP | 0 | 0 | 0 | 1 | 0 | 0 | 0
UV | UV 710 / 3 / 8 1.1KW |  |  | 0 | 0 | 0 | 0 | 0 | 0 | 0
UV 250/1/4 | 220 / 1 / 50 |  |  | 0 | 0 | 0 | 0 | 0 | 0 | 0
UV 250/1/4 c/w | 0. 18 kW 220 / 1 / 50 |  |  | 0 | 0 | 0 | 0 | 0 | 0 | 0
UV 400 SCREEN | 400 SCREENS |  |  | 0 | 0 | 0 | 0 | 0 | 0 | 0
UV 400- | Impeller |  |  | 0 | 0 | 0 | 0 | 0 | 0 | 0
UV 400-3-4 | c/w 0.55 kW 4 Pole 380 | FM - DONKIN | Centrifab (Pty) Ltd | 0 | 0 | 0 | 0 | 0 | 0 | 0
UV 400-3-6 | c/w 0.55 kW 6 Pole 380 | FM - DONKIN | Centrifab (Pty) Ltd | 0 | 0 | 0 | 0 | 0 | 0 | 0
UV 500 | Dome Only | FM - DONKIN | Centrifab (Pty) Ltd | 0 | 0 | 0 | 0 | 0 | 0 | 0
UV 500-3-4 | c/w 1.5 kW 4 Pole 380V |  |  | 0 | 0 | 0 | 0 | 0 | 0 | 0
UV 630/3/6/W | c/w 1.5 kW 6 Pole 380 V Motor | FM - DONKIN | Centrifab (Pty) Ltd | 0 | 0 | 0 | 3 | 0 | 0 | 0
UV 630/3/8/W | c/w 0.75 kW 8 Pole 380 V | Fan |  | 0 | 0 | 0 | 0 | 0 | 0 | 0
UV 710/3/6 | UV710/3/6 | Roof Fans | Centrifab (Pty) Ltd | 0 | 0 | 0 | 0 | 0 | 0 | 0
UV250/1/6 | c/w 0.18kW 220v Motor |  |  | 0 | 0 | 0 | 0 | 0 | 0 | 0
UV400/1/4 | UV 400/1/4 c/w 0.55kW 4Pole 220v Motor |  |  | 0 | 0 | 0 | 0 | 0 | 0 | 0
VB10NX1320 F | Friction Belt wedge Envelope SPZ SE |  | Bearing Man Group | 0 | 0 | 0 | 4 | 0 | 0 | 0
VB13NX1340 F | VB13NX1340 FENNER |  | Bearing Man Group | 2 | 2 | 4 | 6 | 0 | 0 | 0
VB13NX1400 F | FRICTION BELT WEDGE ENVELOPE SPA SECTION 13 X 10 X 1400MM FENNER |  | Bearing Man Group | 0 | 0 | 0 | 3 | 0 | 0 | 0
VB13NX1600 F | FRICTION BELT WEDGE ENVELOPE SPA -SECTION 13 X 10 X 1600MM FENNER |  | Bearing Man Group | 2 | 6 | 8 | 15 | 0 | 0 | 0
VB13NX1682 F | FRICTION BELT WEDGE ENVELOPE SPA SECTION 13 X 10 X 1682MM FENNER |  | Bearing Man Group | 0 | 0 | 0 | 6 | 0 | 0 | 0
VB13NX1700 FF | FRICTION BELT WEDGE ENVELOPE SPA SE |  | Bearing Man Group | 0 | 0 | 0 | 3 | 0 | 0 | 0
VB13NX1800 F | FRICTION BELT WEDGE ENVELOPE SPA SECTION 13 X 10 X 1800MM FENNER |  | Bearing Man Group | 1 | 1 | 2 | 6 | 0 | 0 | 0
VB13NX1900 F | FRICTION BELT WEDGE ENVELOPE SPA SECTION 13 X 10 X 1900MM FENNER |  | Bearing Man Group | 0 | 0 | 0 | 2 | 0 | 0 | 0
VCN100 | VCN100 - External Exhaust Fan - 100mm? | Vents |  | 0 | 0 | 0 | 2 | 0 | 0 | 0
VCN125 | VCN125 - External Exhaust Fan - 125mm? | Vents |  | 0 | 0 | 0 | 6 | 0 | 0 | 0
VCN150 | VCN150 - External Exhaust Fan - 150mm? | Vents |  | 0 | 0 | 0 | 1 | 0 | 0 | 0
VFC 310/300 | VFC 310/300 c/w 300W 230V MOTOR |  |  | 0 | 0 | 0 | 0 | 0 | 0 | 0
VFC 355/550 | VFC 355/550 c/w 550Watts 230V Motor |  |  | 0 | 0 | 0 | 0 | 0 | 0 | 0
VFC 450 S | VFC SILENCER |  |  | 0 | 0 | 0 | 0 | 0 | 0 | 0
VFC 450/1100.12 | c/w 1.1KW |  |  | 0 | 0 | 0 | 0 | 0 | 0 | 0
VFC 450/1100.9 | c/w 1.1KW |  |  | 0 | 0 | 0 | 0 | 0 | 0 | 0
VFC SILENCER | VFC 355/3 850Lx520Wx410H |  |  | 0 | 0 | 0 | 0 | 0 | 0 | 0
VFC SILENCER. | VFC 355/5 1450Lx520Wx410H |  |  | 0 | 0 | 0 | 0 | 0 | 0 | 0
VFC SILENCER.. | VFC 310/3 850Lx450Wx360H |  |  | 0 | 0 | 0 | 0 | 0 | 0 | 0
VFC VS 400 / 550 | c/w 0.55 kW 4 Pole 230 V Motor |  |  | 0 | 0 | 0 | 0 | 0 | 0 | 0
VFC310.147 | 147WATTS |  |  | 0 | 0 | 0 | 0 | 0 | 0 | 0
VFC355-300 | VFC 355/300 c/w 300Watts 230V Motor | FM - DONKIN |  | 0 | 0 | 0 | 10 | 0 | 0 | 0
VFC355-420 | VFC355/420 c/w 420watts 4P 230v |  |  | 0 | 0 | 0 | 0 | 0 | 0 | 0
VFC355550 | VFC 355/550 c/w 550W 4P 220V |  |  | 0 | 0 | 0 | 0 | 0 | 0 | 0
VFC355550S | 520wide x 510high x 610mm Long Silencers |  |  | 0 | 0 | 0 | 0 | 0 | 0 | 0
VLA3 & RV3 | VLA3 or RV3 - 1' | FM - FPZ | Effepizeta | 0 | 0 | 0 | 5 | 0 | 0 | 0
VOC | Creation, Conformity Review, Inspection & Issuance |  | Bureau Veritas Testing Inspection SA Pty | 0 | 0 | 0 | 2 | 0 | 0 | 0
VP 15 | VP 150K |  |  | 0 | 0 | 0 | 0 | 0 | 0 | 0
VP10 | 100 K |  |  | 0 | 0 | 0 | 0 | 0 | 0 | 0
VP12 | 125 K |  |  | 0 | 0 | 0 | 0 | 0 | 0 | 0
VRL6 | VRL6 - 2' | FM - FPZ | Effepizeta | 0 | 0 | 0 | 7 | 0 | 0 | 0
VRL8 | VRL8 - 3' | FM - FPZ | Effepizeta | 0 | 0 | 0 | 5 | 0 | 0 | 0
VRL9 | VRL9 - 4' | FM - FPZ | Effepizeta | 0 | 0 | 0 | 7 | 0 | 0 | 0
VSD - | 37 kW 380V variable speed drive |  |  | 0 | 0 | 0 | 0 | 0 | 0 | 0
Vibrasorb Waffle/Steel | 100 x 100 -60 Shore |  |  | 0 | 0 | 0 | 0 | 0 | 0 | 0
W1G250 - HH67 - 52 | 48 V (36-57V-) DC. 105 W 2750 min 1 |  |  | 0 | 0 | 0 | 0 | 0 | 0 | 0
W82011 | Bearing RCSM 25 |  |  | 0 | 0 | 0 | 0 | 0 | 0 | 0
WAMCENTRIF | WAM Centrif c/w 1.5HP Nema Motor |  |  | 0 | 0 | 0 | 0 | 0 | 0 | 0
WAREHOUSE-FAN1 | HTMH-71-4T-4 IE3 380V 60Hz IE3 - Roof Top Exhaust Fan |  |  | 0 | 0 | 0 | 0 | 0 | 0 | 0
WD002 | FMD 600 x 600 x 50 W/D |  | Filtermac Design ( Pty) Ltd | 1 | 2 | 3 | 16 | 0 | 0 | 0
WGP3603033 | 22kW 4P 380-400-415/660-690//460V B3T 180L IE1 | FM - MOTORS | WEG South Africa | 0 | 0 | 0 | 1 | 0 | 0 | 0
WIRING | Wiring of welding plug and installation of welding plug x2 | FM - ELECTRICAL WIRING | Downside Projects | 2 | 3 | 5 | 2 | 0 | 0 | 3
WL 400 | Wall Mount |  |  | 0 | 0 | 0 | 0 | 0 | 0 | 0
WL2525 | WEATHER LOUVRE 250*250 NS NA | FM - WORKS | Advantage Air Africa Pty Ltd | 1 | 3 | 4 | 0 | 0 | 0 | 4
WL350 | 350x350mm Weather Louvres |  |  | 0 | 0 | 0 | 0 | 0 | 0 | 0
WL6060 | WEATHER LOUVRE 600*600 NS NA | FM - WORKS | Advantage Air Africa Pty Ltd | 1 | 2 | 3 | 6 | 0 | 0 | 0
WP P800 | WATERPAPER P800 | FM - WORKS | MG AUTO PAINT (PTY) LTD | 0 | 0 | 0 | 4 | 0 | 0 | 0
WPF50/600/600/50 | Filter |  | Filta Matix | 9 | 18 | 27 | 75 | 0 | 0 | 0
WPF50/600/600/50. | WPF50/600/600/50 |  | Filta Matix | 1 | 1 | 2 | 5 | 0 | 0 | 0
WS | Wall sleeve, plate and flashing |  | Intervent-Universal (Pty) Ltd | 0 | 0 | 0 | 3 | 0 | 0 | 0
WSAWBS014 | [D]HBS350N[1] 14inch WOODWORKING |  | Adendorff Machinery Mart | 0 | 0 | 0 | 2 | 0 | 0 | 0
Wooden crate charges | Wooden crate charges | Nicotra | Regal Beloit Italy S.p.A - Nicotra . | 0 | 0 | 0 | 2 | 0 | 0 | 0
YUF150 | YUF150 | FM - KAYITES | Kayites | 0 | 0 | 0 | 2 | 0 | 0 | 0
Z4540002 | Commission for HFEAVAO.AFM.000298-AECI CHEMICALS |  |  | 0 | 0 | 0 | 0 | 0 | 0 | 0
ZZZ-SP 2200 | 0.37KW 4P 400 V B3 - IE2-OH71 M ORANGE1 |  | Kurt Maier Motor-Press (South africa) (Pty) Ltd t/a EMAC | 0 | 0 | 0 | 3 | 0 | 0 | 0
bending | in house bending |  | All Bend CC | 126 | 156 | 282 | 1006 | 0 | 0 | 0
changing Discharge position | to R 90 |  |  | 0 | 0 | 0 | 0 | 0 | 0 | 0
cmp 922 | cmp 922- 2T-3 2.2kw 2p |  |  | 0 | 0 | 0 | 0 | 0 | 0 | 0
copper cut | copper sheet (2000 x 1000 x 1.5mm) cut strips of 120mm across 2m length | CONSUMABLES | Airtec Fans & Engineering | 1 | 2 | 3 | 6 | 0 | 0 | 0
e12TS30 | e12TS GOR-C + E.M. 30 KW GR 200-B5 + PTC (Motor included) |  |  | 0 | 0 | 0 | 0 | 0 | 0 | 0
flex | Inlet and Discharge Flexible Connections |  |  | 0 | 0 | 0 | 0 | 0 | 0 | 0
fuel Surcharge | Fuel Surcharge |  | Rhenus Logistics (Pty) Ltd | 0 | 0 | 0 | 1 | 0 | 0 | 0

## Suggested Orders
FM - Suggested Orders
Code | Description | Category | Supplier | Safety Stock | Reorder Point (ROP) | Maximum Stock (MAX) | Current Stock | Reserved | On Order | Re-Order | Cost Price | Order Cost
0.3741PM | 0.37KW 4P 220V Pad Mount Motor | MOTORS | ASKARI ELECTRIC (PTY) LTD | 1 | 2 | 3 | 1 | 0 | 0 | 2
0.5541PM | 0.55KW 4P 220V Pad Mount Motor | MOTORS | ASKARI ELECTRIC (PTY) LTD | 1 | 1 | 2 | 1 | 0 | 0 | 1
0.7541PM | 0.75Kw 220v Pad Mount | MOTORS | ASKARI ELECTRIC (PTY) LTD | 1 | 1 | 2 | 1 | 0 | 0 | 1
0.75kW VSD | Variable Speed Controller | VSD | AM SYSTEMS INTEGRATIONS (PTY) LTD | 1 | 1 | 2 | 0 | 0 | 0 | 2
0.75kW VSD Enc. | 0.75kW Variable Speed Enclosure | VSD | AM SYSTEMS INTEGRATIONS (PTY) LTD | 2 | 4 | 6 | 0 | 0 | 0 | 6
1.5kW VSD | 1.5kW Variable Speed Controller | VSD | AM SYSTEMS INTEGRATIONS (PTY) LTD | 1 | 2 | 3 | 0 | 0 | 0 | 3
1.5kW VSD ENC. | 1.5kW Variable Speed Enclosure | VSD | AM SYSTEMS INTEGRATIONS (PTY) LTD | 1 | 2 | 3 | 0 | 0 | 0 | 3
1000 HDG | 1000SC 1000mm Diam HDG Screen |  | Heinmor Wire Products CC | 1 | 2 | 3 | 0 | 0 | 0 | 3 | 0 | 0
1000IC | Majax Inlet Cone | FM - DONKIN | Attenu-Tec HVAC Parts | 6 | 8 | 14 | 2 | 0 | 0 | 12 | 0 | 0
1000PLT800-4MM | 1000 Casing Sheet - 3153 x 800 - 4mm | CASING | NJR STEEL - ALRODE (PTY) LTD | 1 | 1 | 2 | 0 | 0 | 0 | 2 | 0 | 0
1000S2.0DP | 1000 Diam Silencer 2.0D Podded | FM - DONKIN | Attenu-Tec | 0 | 1 | 1 | 0 | 0 | 0 | 1
1007944 | CPV 1020 4T | FM - SODECA | SODECA | 2 | 7 | 9 | 3 | 0 | 0 | 6 | 10726.7209 | 64360.33
1007947 | CPV 1325 4T | FM - SODECA | SODECA | 0 | 1 | 1 | 0 | 0 | 0 | 1 | 13495.6575 | 13495.66
1008851 | CMA-325-2M | FM - SODECA | SODECA | 3 | 10 | 13 | 7 | 0 | 0 | 6 | 7143.9322 | 42863.59
1008871 | CMA-528-2T-1 IE3 | FM - SODECA | SODECA | 0 | 1 | 1 | 0 | 0 | 0 | 1 | 11758.6462 | 11758.65
1009166 | CBD-2828-4M 3/4/HE | FM - SODECA | SODECA | 2 | 6 | 8 | 0 | 0 | 0 | 8 | 0 | 0
100NB x 135mm | 100NB x 135mm Style 10 Linkflex 100% (Inner & Outer Tube) EPDM rubber bellows c/w mild steel |  | Malcolm Arnot CC ( Linkflex) | 8 | 9 | 18 | 0 | 0 | 0 | 18
100T600 | 100 Diam Tube Silencer 600L | FM - TUBES | Attenu-Tec | 16 | 22 | 54 | 0 | 0 | 0 | 54 | 341 | 18414
101430 | SOAP STONE (1 Box = 144 or ea) | CONSUMABLES | INTROWELD CC | 144 | 229 | 373 | 144 | 0 | 0 | 229
1030701 | TIRACANO | FM - SODECA | SODECA | 12 | 30 | 42 | 5 | 0 | 0 | 37 | 0 | 0
1034783 | NEOLINEO-125/V | FM - SODECA | SODECA | 5 | 15 | 20 | 0 | 0 | 0 | 20 | 0 | 0
1034784 | NEOLINEO-150/V | FM - SODECA | SODECA | 5 | 15 | 20 | 0 | 0 | 0 | 20 | 0 | 0
1034786 | NEOLINEO-200/V | FM - SODECA | SODECA | 5 | 15 | 20 | 0 | 0 | 0 | 20 | 0 | 0
1034787 | NEOLINEO-250/V | FM - SODECA | SODECA | 5 | 15 | 20 | 0 | 0 | 0 | 20 | 0 | 0
1129393 | CA/LINE-10 | Sodeca | SODECA | 25 | 74 | 99 | 0 | 0 | 0 | 99
1129395 | CA/LINE-15 | Sodeca | SODECA | 25 | 74 | 99 | 0 | 0 | 0 | 99
1129396 | CA/LINE-20 | Sodeca | SODECA | 25 | 74 | 99 | 0 | 0 | 0 | 99
1129397 | CA/LINE-25 | Sodeca | SODECA | 25 | 74 | 99 | 0 | 0 | 0 | 99
1129398 | CA/LINE-31 | FM - SODECA | SODECA | 30 | 89 | 119 | 0 | 0 | 0 | 119
1143. | 11kW 4Pole 525V B3 NV3 IE1 Cast Iron | FM - MOTORS | ACTOM | 2 | 2 | 4 | 2 | 0 | 0 | 2
12452 | V 230/9 AR | FM - VORTICE | Vortice | 3 | 7 | 10 | 7 | 0 | 0 | 3 | 2546.9175 | 7640.75
1501 | ARCAL SPEED 50L CYLINDER 17.5KG | FABRICATION | INTROWELD CC | 2 | 2 | 4 | 2 | 0 | 0 | 2
150T600 | 150 Diam Tube Silencer 600L | FM - TUBES | Attenu-Tec | 2 | 4 | 8 | 0 | 0 | 0 | 8 | 478 | 3824
17146 | LINEO 150 | FM - VORTICE | Vortice | 1 | 2 | 3 | 0 | 0 | 0 | 3 | 1957.7025 | 5873.11
1818521 | AT 18/18 SC - Single Unit | FM - NICOTRA | Nicotra | 1 | 1 | 2 | 0 | 0 | 0 | 2 | 5109.75 | 10219.5
2.2 kw VSD | Speed controller | VSD | AM SYSTEMS INTEGRATIONS (PTY) LTD | 1 | 2 | 3 | 0 | 0 | 0 | 3 | 0 | 0
2.2kW VSD ENC. | 2.2kW Variable Speed Enclosure | VSD | AM SYSTEMS INTEGRATIONS (PTY) LTD | 3 | 6 | 9 | 0 | 0 | 0 | 9
200T1200 | 200 Diam Tube Silencer 1200L | FM - DONKIN | Attenu-Tec | 1 | 1 | 2 | 0 | 0 | 0 | 2 | 727 | 1454
200T600 | 200 Diam Tube Silencer 600L | FM - TUBES | Attenu-Tec | 3 | 6 | 12 | 0 | 0 | 0 | 12 | 250 | 3000
2243FM | 22kW 4P 380V Foot Mount Motor | FM - DONKIN | ACTOM | 1 | 2 | 3 | 2 | 0 | 0 | 1
237993 | M12*40 HT HEX SET SCREW Z/BLUE | FASTENERS |  | 25 | 75 | 125 | 0 | 0 | 0 | 125 | 4 | 500
2450x1225x3mm | HR Sheet SAE1008 2450x1225x3 | CASING | NJR STEEL - ALRODE (PTY) LTD | 1 | 1 | 2 | 0 | 0 | 0 | 2
2450x1225x4mm | HR Sheet CQ 2450x1225x4 mm | FM - FABRICATION | NJR STEEL - ALRODE (PTY) LTD | 2 | 2 | 4 | 2 | 0 | 0 | 2
250T600 | 250 Diam Tube Silencer 600L | FM - TUBES | Attenu-Tec | 2 | 4 | 8 | 4 | 0 | 0 | 4 | 595 | 2380
3000x1500x1.9mm | HR Sheet CQ 3000x1500x1.9mm | FM - HR SHEET CQ | NJR STEEL - ALRODE (PTY) LTD | 1 | 1 | 2 | 1 | 0 | 0 | 1
3000x1500x3mm | HR Sheet CQ 3000x1500x3mm | CASING | NJR STEEL - ALRODE (PTY) LTD | 2 | 2 | 4 | 1 | 0 | 0 | 3
3000x1500x4mm | HR Sheet CQ 3000x1500x4mm | FM - FABRICATION | NJR STEEL - ALRODE (PTY) LTD | 2 | 2 | 4 | 2 | 0 | 0 | 2
315MF | 315 Diam Mounting Feet | FM - MFEET | Air Speration | 4 | 10 | 19 | 0 | 0 | 0 | 19 | 36.7181 | 697.64
315S1.5DP | 315 Diam Silencer 1.5D Podded | FM - SILENCER | Attenu-Tec | 2 | 5 | 9 | 3 | 0 | 0 | 6 | 1340 | 8040
315T600 | 315 Diam Tube Silencer 600L | FM - TUBES | Attenu-Tec | 2 | 4 | 8 | 0 | 0 | 0 | 8 | 679 | 5432
32*2-RTUBE | 32*2 mm Round Tube Die Set (Die CLR 125mm) | FM - FABRICATION | Strongman Metal Tools CC | 1 | 1 | 2 | 0 | 0 | 0 | 2
343FM | 3kW 4P 380V Foot Mount Motor | FM - MOTORS | ACTOM | 3 | 6 | 9 | 6 | 0 | 0 | 3
355T600. | 355 Diam Tube Silencer 600L | FM - TUBES | Attenu-Tec | 0 | 1 | 2 | 0 | 0 | 0 | 2 | 731 | 1462
3kW VSD | 3kW Variable Speed Controller | VSD | AM SYSTEMS INTEGRATIONS (PTY) LTD | 3 | 6 | 9 | 0 | 0 | 0 | 9
3kW VSD ENC. | 3kW Variable Speed Enclosure | VSD | AM SYSTEMS INTEGRATIONS (PTY) LTD | 5 | 10 | 15 | 0 | 0 | 0 | 15
400MF | 400 Diam Mounting Feet | FM - MFEET | Air Speration | 6 | 13 | 25 | 0 | 0 | 0 | 25 | 51.0681 | 1276.7
400S1.5DP | 400 Diam Silencer 1.5D Podded | FM - SILENCER | Attenu-Tec | 3 | 7 | 13 | 0 | 0 | 0 | 13 | 1632 | 21216
460CF | 460 Diam Counter Flanges | Accessories | GALVAGLOW (PTY) LTD | 2 | 2 | 4 | 2 | 0 | 0 | 2
460MF | 460 Diam Mounting Feet | Accessories | GALVAGLOW (PTY) LTD | 4 | 4 | 8 | 4 | 0 | 0 | 4
4kW VSD | 4kW Variable Speed Controller | VSD | AM SYSTEMS INTEGRATIONS (PTY) LTD | 1 | 2 | 3 | 0 | 0 | 0 | 3
4kW VSD ENC. | 4kW Variable Speed Enclosure | VSD | AM SYSTEMS INTEGRATIONS (PTY) LTD | 1 | 2 | 3 | 0 | 0 | 0 | 3
5.5kW VSD | 5.5kW Variable Speed Controller | VSD | AM SYSTEMS INTEGRATIONS (PTY) LTD | 1 | 2 | 3 | 0 | 0 | 0 | 3
5.5kW VSD ENC. | 5kW Variable Speed Enclosure | VSD | AM SYSTEMS INTEGRATIONS (PTY) LTD | 2 | 4 | 6 | 0 | 0 | 0 | 6
500MF | 500 Diam Mounting Feet | FM - MFEET | Air Speration | 3 | 7 | 14 | 0 | 0 | 0 | 14 | 75.3181 | 1054.45
500PLT500-3MM | 500 Casing Sheet - 1579 x 500 - 3mm | CASING | NJR STEEL - ALRODE (PTY) LTD | 0 | 0 | 1 | 0 | 0 | 0 | 1 | 400 | 400
500S1.5DP | 500 Diam Silencer 1.5D Podded | FM - SILENCER | Attenu-Tec | 1 | 3 | 6 | 2 | 0 | 0 | 4 | 2025 | 8100
560CF | 560 Diam Counter Flange | FM - CFLANGE | Air Speration | 6 | 13 | 25 | 9 | 0 | 0 | 16 | 108 | 1728
560FC | 560 Diam Flexible Connection | FM - DONKIN | Attenu-Tec HVAC Parts | 1 | 2 | 3 | 0 | 0 | 0 | 3 | 733 | 2199
560MF | 560 Diam Mounting Feet | FM - MFEET | Air Speration | 8 | 16 | 32 | 0 | 0 | 0 | 32 | 117.2481 | 3751.94
560S1.5DP | 560 Diam Silencer 1.5D Podded | FM - SILENCER | Attenu-Tec | 2 | 5 | 9 | 0 | 0 | 0 | 9 | 2617 | 23553
560S2.0DP | 560 Diam Silencer 2.0D Podded | FM - DONKIN | Attenu-Tec | 1 | 2 | 3 | 2 | 0 | 0 | 1
630CF | 630 Diam Counter Flange | FM - CFLANGE | Air Speration | 2 | 5 | 10 | 0 | 0 | 0 | 10 | 114 | 1140
630MF | 630 Diam Mounting Feet | FM - MFEET | Air Speration | 2 | 5 | 9 | 0 | 0 | 8 | 1 | 132.9181 | 132.92
630S1.5DP | 630 Diam Silencer 1.5D Podded | FM - SILENCER | Attenu-Tec | 1 | 3 | 6 | 0 | 0 | 0 | 6 | 3010 | 18060
630S2.0DP | 630 Diam Silencer 2.0D Podded | FM - DONKIN | Attenu-Tec | 2 | 4 | 6 | 0 | 0 | 0 | 6
6H2108DZZ0000000 | RDH 710 K2 | Nicotra | Regal Beloit Italy S.p.A - Nicotra . | 1 | 2 | 3 | 0 | 0 | 0 | 3 | 0 | 0
710 B | Blades | FM - DONKIN | Centrifab (Pty) Ltd | 7 | 8 | 15 | 0 | 0 | 0 | 15 | 310 | 4650
710FC | 710 Diam Flexible Connection | FM - DONKIN | Attenu-Tec HVAC Parts | 0 | 1 | 1 | 0 | 0 | 0 | 1 | 860 | 860
710S1.5DP | 710 Diam Silencer 1.5D Podded | FM - SILENCER | Attenu-Tec | 1 | 2 | 3 | 0 | 0 | 0 | 3 | 3685 | 11055
710S2.0DP | 710 Diam Silencer 2.0D Podded | FM - DONKIN | Attenu-Tec | 2 | 4 | 6 | 0 | 0 | 0 | 6
800IC | Inlet Cone | FM - DONKIN | Attenu-Tec HVAC Parts | 2 | 3 | 5 | 0 | 0 | 0 | 5 | 0 | 0
800PLT400-3MM. | 800 Casing Sheet - 2528 x 400 - 3mm | CASING | ULTIMATENG (PTY) LTD | 10 | 14 | 24 | 0 | 0 | 0 | 24
800S1.5DP | 800 Diam Silencer 1.5D Podded | FM - DONKIN | Attenu-Tec | 1 | 2 | 3 | 0 | 0 | 0 | 3
800S2.0DP | 800 Diam Silencer 2.0D Podded | FM - DONKIN | Attenu-Tec | 1 | 2 | 3 | 0 | 0 | 0 | 3
900S1.5D | 900 Diam Silencer 1.5D | FM - DONKIN | Attenu-Tec | 2 | 2 | 4 | 0 | 0 | 0 | 4
900S2.0DP | 900 Diam Silencer 2.0D Podded | FM - DONKIN | Attenu-Tec | 0 | 1 | 2 | 1 | 0 | 0 | 1
900SM2.0DP | 900 Diam Melinex Silencer 2.0D Podded | FM - DONKIN | Attenu-Tec | 0 | 1 | 2 | 0 | 0 | 0 | 2
AVMs- | Anti-Vibration Rubber Mounts | FM - DONKIN | Seal 'N Devices (Pty) Ltd | 8 | 10 | 18 | 0 | 0 | 0 | 18 | 53.46 | 962.28
Bend System | MULTI BEND SYSTEM 50 R | FM - FABRICATION | Strongman Metal Tools CC | 1 | 1 | 2 | 0 | 0 | 0 | 2
C1000X500FM | Casing Size 1000diam x 500Long | FM - FABRICATION | GALVAGLOW (PTY) LTD | 1 | 1 | 2 | 1 | 0 | 0 | 1
C500x500 | Casing Size 500diamx500 | FM - CASING |  | 1 | 3 | 5 | 3 | 0 | 0 | 2 | 1494 | 2988
C630x500 | Casing Size 630diamx500 | FM - CASING |  | 1 | 3 | 5 | 3 | 0 | 0 | 2 | 2298 | 4596
C710x500 | Casing Size 710diamx500 | FM - CASING |  | 1 | 3 | 5 | 3 | 0 | 0 | 2 | 2516 | 5032
C800X500FM | 800 x 500 foot mount Casing | CASING | GALVAGLOW (PTY) LTD | 2 | 2 | 4 | 2 | 0 | 0 | 2
CRAD250 | CRAD 250 | FM - KAYITES | Kayites | 5 | 8 | 13 | 0 | 0 | 0 | 13 | 0 | 0
CRAD450 | CRAD 450 | FM - KAYITES | Kayites | 1 | 2 | 3 | 0 | 0 | 0 | 3 | 7434.1566 | 22302.47
CTERM-CAP | Casing Terminal Cap | FM - CASING |  | 17 | 50 | 83 | 28 | 0 | 24 | 31 | 72.63 | 2251.53
Callout | Callout | FM - MACHINERY | Downside Projects | 3 | 4 | 7 | 3 | 0 | 0 | 4
Counter-Flanges | DDM 10/10 | FM - DONKIN | Attenu-Tec | 1 | 2 | 3 | 0 | 0 | 0 | 3 | 97 | 291
Cutting Disc | Cutting Disc - 4.5inch x 1.5mm | FM - WORKS |  | 1 | 2 | 3 | 0 | 0 | 0 | 3 | 12 | 36
D4E180 | CA02-02 50/60Hz 230V |  | Ebmpapst | 1 | 1 | 2 | 0 | 0 | 0 | 2 | 0 | 0
EVM100 | 100MM METAL EXTRACT VALVE | FM - WORKS | Advantage Air Africa Pty Ltd | 16 | 42 | 58 | 18 | 0 | 0 | 40 | 75.6 | 3024
FBar-50x8mm-6M | Flat Bar CQ 50x8mm 6M | CASING | NJR STEEL - ALRODE (PTY) LTD | 2 | 2 | 4 | 2 | 0 | 0 | 2 | 276.43 | 552.86
Fumax 10007504 | 1000 32.F.8 c/w 7.5kW 4 Pole 380V | FM - DONKIN | Centrifab (Pty) Ltd | 4 | 11 | 15 | 8 | 0 | 0 | 7 | 0 | 0
Fumax 560 | Fumax 560.20.D.8 C/W 3KW 2P 380V | FM - DONKIN | Centrifab (Pty) Ltd | 1 | 2 | 3 | 0 | 0 | 0 | 3 | 0 | 0
Fumax 8004004 | 800 32.F.8 c/w 4 kW 4 Pole 380V | FM - DONKIN | Centrifab (Pty) Ltd | 2 | 6 | 8 | 0 | 0 | 0 | 8 | 0 | 0
Fumax400 | Fumax 4000.15.B.4 C/W 1.5KW 2P 380V | FM - DONKIN | Centrifab (Pty) Ltd | 1 | 3 | 4 | 0 | 0 | 0 | 4
G028 | 8 RED HEAT RESISTANT GLOVES | CONSUMABLES | INTROWELD CC | 2 | 3 | 5 | 2 | 0 | 0 | 3
GALV-TERMINAL CAP | TERMINAL CAP | FM - CASING | GALVAGLOW (PTY) LTD | 30 | 33 | 63 | 30 | 0 | 0 | 33 | 0 | 0
HDA 9/9 | Crop to 959mm - 42mm Bore | FM - IMPELLER | CFW Fans (Pty) Ltd | 2 | 3 | 5 | 0 | 0 | 0 | 5
HPLV710152 | HPLV 710/1.0 SISW Ar 6A c/w 15Kw 2P 400V | FM - DONKIN | Centrifab (Pty) Ltd | 0 | 1 | 1 | 0 | 0 | 0 | 1
HV9.5 Fan | HV 9.5 - 220V 0.55KW |  | AF Fans CC | 1 | 1 | 2 | 0 | 0 | 0 | 2
IMP0500B150A10AR19071 | Impeller 0500mm 'B' 150A10AR 19mm 071Frame Deg00 -28 DEG | Accessories | Luft Industries Natal (Pty) Ltd | 1 | 1 | 2 | 1 | 0 | 0 | 1 | 0 | 0
K10MS11 | SCL-K10 MS-11kW | FM - FPZ | Effepizeta | 0 | 1 | 1 | 0 | 0 | 0 | 1 | 63673.155 | 63673.16
KAZ140 | KAZ 140 | FM - KAYITES | Kayites | 3 | 4 | 7 | 3 | 0 | 0 | 4 | 558.02 | 2232.08
KDD 10/10-4/1 | Fan KDD 10/10 550W 4P-1 3SY |  | Air Movement Supplies | 1 | 1 | 2 | 0 | 0 | 0 | 2
KSA4004T | KSA-400-4K-T-380V | FM - KAYITES | Kayites | 1 | 2 | 3 | 2 | 0 | 0 | 1 | 2008.0125 | 2008.01
Kilometer | Travelled Kilometers | FM - MACHINERY | Lime Laser service | 200 | 206 | 406 | 200 | 0 | 0 | 206
LASER CUTTING-255 | 255 x 298 x 5mm | FM - DONKIN | ULTIMATENG (PTY) LTD | 2 | 2 | 4 | 2 | 0 | 0 | 2 | 94.29 | 188.58
LASER CUTTING-775 | 775 x 225 x 5mm | FM - FABRICATION | ULTIMATENG (PTY) LTD | 2 | 2 | 4 | 2 | 0 | 0 | 2 | 249.92 | 499.84
Laser Cutting | Fans Casing | CASING | ULTIMATENG (PTY) LTD | 5 | 6 | 11 | 0 | 0 | 0 | 11
Laser Cutting-Axial P1 | Axial Program 1 Cover | FM - FABRICATION | ULTIMATENG (PTY) LTD | 1 | 1 | 2 | 1 | 0 | 0 | 1
Laser Cutting-Axial P3 | Axial Program 3 Covers | FM - FABRICATION | ULTIMATENG (PTY) LTD | 1 | 1 | 2 | 1 | 0 | 0 | 1
Laser Cutting-Bends | Laser Cutting Bends | FM - FABRICATION | ULTIMATENG (PTY) LTD | 42 | 43 | 85 | 42 | 0 | 0 | 43 | 5 | 215
Laser Cutting-P4 | Program 4 | FM - DONKIN | ULTIMATENG (PTY) LTD | 3 | 4 | 7 | 3 | 0 | 0 | 4
Laser Cutting-P5 | Program 5 | CONSUMABLES | ULTIMATENG (PTY) LTD | 1 | 2 | 3 | 0 | 0 | 0 | 3
Laser Cutting-P6 | Program 6 | CONSUMABLES | ULTIMATENG (PTY) LTD | 2 | 3 | 5 | 0 | 0 | 0 | 5
Laser Cutting-S | Strips | CASING | ULTIMATENG (PTY) LTD | 2 | 2 | 4 | 0 | 0 | 0 | 4
M12X30X3 FLAT WASHER ZB | M12X30X3 FLAT WASHER Z/BLUE | FASTENERS |  | 100 | 300 | 500 | 223 | 0 | 0 | 277 | 0.8 | 221.6
M14 FLAT WASHER ZB | M14x30x3 FLAT WASHER Z/BLUE | FASTENERS | M&D SPECIALISED FASTENERS (PTY) LTD | 100 | 113 | 213 | 0 | 0 | 0 | 213 | 0 | 0
M14 HT NYLOCK NUT | M14 HT NYLOCK NUT 14 985 GR8 | FASTENERS |  | 25 | 75 | 125 | 0 | 0 | 0 | 125 | 1.3 | 162.5
M14X65 Hex Set Screw | M14*65 HT HEX SET SCREW Z/BLUE | FASTENERS | M&D SPECIALISED FASTENERS (PTY) LTD | 100 | 113 | 213 | 0 | 0 | 0 | 213 | 0 | 0
M16 HEX NUT ZB | M16 GR8 HEX NUT Z/BLUE 16 934 GR8 ZB | FASTENERS |  | 125 | 375 | 625 | 163 | 0 | 0 | 462 | 1.8 | 831.6
M5*16 HT HEX SET SCREW ZB | M5*16 HT HEX SET SCREW Z/BLUE 5X16 933 8.8 ZB | FASTENERS |  | 25 | 75 | 125 | 41 | 0 | 0 | 84 | 0.4 | 33.6
M6 FLAT WASHER ZB | M6 (6.4 X12X1.6) FLAT WASHER DIN 125A ZINC BLUE | FASTENERS |  | 130 | 390 | 650 | 192 | 0 | 0 | 458 | 0.08 | 36.64
M6*35 HT SET SCREW ZB | M6*35 HT SET SCREW Z/BLUE 6X35 933 8.8 ZB | FASTENERS |  | 25 | 75 | 125 | 40 | 0 | 0 | 85 | 0.8 | 68
MB1000 | 1000Diam Mounting Brackets (4 per set) | FM - MBRACKET |  | 1 | 3 | 5 | 3 | 0 | 0 | 2 | 264.6881 | 529.38
Material | Material | FM - ELECTRICAL WIRING | Downside Projects | 1 | 2 | 3 | 1 | 0 | 0 | 2
Pallet Wrap | Clear Pallet Wrap, Extended Core, 450x400x10mic (Roll) | FM - WORKS |  | 2 | 6 | 10 | 6 | 0 | 0 | 4 | 85 | 340
RA | 1500x600x850 long Rectangular Attenuator | FM - DONKIN | Attenu-Tec | 1 | 2 | 3 | 0 | 0 | 0 | 3
RAD100 | RAD 100 | FM - KAYITES | Kayites | 16 | 24 | 40 | 0 | 0 | 0 | 40 | 460.87 | 18434.8
RAD200 | RAD 200 | FM - KAYITES | Kayites | 2 | 3 | 5 | 0 | 0 | 0 | 5 | 706.07 | 3530.35
RAD315 | RAD 315 | FM - KAYITES | Kayites | 1 | 2 | 3 | 0 | 0 | 0 | 3 | 941.43 | 2824.29
REC6035 | REC 60-35 | FM - KAYITES | Kayites | 1 | 1 | 2 | 1 | 0 | 0 | 1 | 5337.8676 | 5337.87
RECT ATT | 1100 X 1100 and 1500mm Long | FM - DONKIN | Attenu-Tec | 4 | 5 | 9 | 0 | 0 | 0 | 9 | 0 | 0
REPAIR-BLADE | 315 X 70 Wide Radical Bladed Fan - Existing Inlet ring removed - New one Manufactured & re-assembled | CONSUMABLES | Airtec Fans & Engineering | 1 | 1 | 2 | 0 | 0 | 0 | 2
RTube-25x1.9-6M | Round Tube 25x1.9-6M | CASING | NJR STEEL - ALRODE (PTY) LTD | 1 | 1 | 2 | 1 | 0 | 0 | 1 | 99.25 | 99.25
RTube-32x1.9-6M | Round Tube 32x1.9-6M | CASING | NJR STEEL - ALRODE (PTY) LTD | 3 | 3 | 6 | 3 | 0 | 0 | 3 | 129.4 | 388.2
RTube-38x1.9-6M | Round Tube 38x1.9-6M | CASING | NJR STEEL - ALRODE (PTY) LTD | 1 | 1 | 2 | 1 | 0 | 0 | 1 | 151.63 | 151.63
SFB04006006 | Flat Bar CQ 40x6mm 6 Mtr | CASING | NJR STEEL - ALRODE (PTY) LTD | 2 | 3 | 4 | 3 | 0 | 0 | 1 | 175.34 | 175.34
SR30MD000069 | SCL R30-MD MOR EU M.E 1.5KW 3Ph 380V | FM - FPZ | Effepizeta | 0 | 1 | 1 | 0 | 0 | 0 | 1
STEPDRILL11 | STEP DRILL 4-22 X2MM T/CRAFT | CONSUMABLES | EIS - (Engineering And Industrial Supplies) | 3 | 3 | 6 | 0 | 0 | 0 | 6
STEPDRILL32 | STEP DRILL 4-32 X 2MM | CONSUMABLES | EIS - (Engineering And Industrial Supplies) | 3 | 3 | 6 | 0 | 0 | 0 | 6
Service Provider | Service |  | Comtech Network Solutions | 1 | 1 | 2 | 0 | 0 | 0 | 2
TCOVER | ROPE TIE DOWN - TONNEAU COVER - MAHINDRA SINGLE CAB | Car accessories | TONNEAU COVER MASTERS | 1 | 1 | 2 | 0 | 0 | 0 | 2
THINNERS - 25L | Thinners 25L | FM - WORKS |  | 5 | 15 | 25 | 1 | 0 | 0 | 24 | 670.43 | 16090.32
THINNERS - 5L | Thinners 5l | FM - WORKS |  | 5 | 15 | 25 | 0 | 0 | 0 | 25 | 0 | 0
Toll | Toll | FM - MACHINERY | Lime Laser service | 1 | 1 | 2 | 0 | 0 | 0 | 2
WIRING | Wiring of welding plug and installation of welding plug x2 | FM - ELECTRICAL WIRING | Downside Projects | 2 | 3 | 5 | 2 | 0 | 0 | 3
WL2525 | WEATHER LOUVRE 250*250 NS NA | FM - WORKS | Advantage Air Africa Pty Ltd | 1 | 3 | 4 | 0 | 0 | 0 | 4 | 430.34 | 1721.36

## Stock Health
FM - Stock Health Summary
Metric | Value
Total Inventory Value | 7444032.4647
Items with Low Stock | 126
Stagnant Items (Stock > 0, AMU = 0) | 384

## Executive Dashboard
FM - Executive Dashboard
|  |  |  | FM - MOTORS | 1563295.51 | CPV 1020 4T | 64360.33 | Under ROP | 1739
| Total Inventory Value | Total Value of Suggested Orders | Number of Items to Re-Order | FM - SODECA | 1474263.9375 | SCL-K10 MS-11kW | 63673.16 | Overstocked | 1098
| 7444032.4647 | 462421.78 | 160 | FM - VORTICE | 1196170.2459 | CMA-325-2M | 42863.59 | Healthy | 61
|  |  |  | FM - DONKIN | 611940.64 | 560 Diam Silencer 1.5D Podded | 23553
|  |  |  | FM - FPZ | 470488.905 | CRAD 450 | 22302.47
|  |  |  | FM - IMPELLER | 457412.6 | 400 Diam Silencer 1.5D Podded | 21216
|  |  |  | FM - CASING | 334542.485 | RAD 100 | 18434.8
|  |  |  | FM - KAYITES | 281884.1004 | 100 Diam Tube Silencer 600L | 18414
|  |  |  | FM - WORKS | 215701.5244 | 630 Diam Silencer 1.5D Podded | 18060
|  |  |  | FASTENERS | 142375.63 | Thinners 25L | 16090.32
|  |  |  | FM - SILENCER | 114355.75
|  |  |  | FM - NICOTRA | 89916.75
|  |  |  | FM - CFLANGE | 85079.9
|  |  |  | Accessories | 54865.03
|  |  |  | CASING | 45326.96
|  |  |  | FM - MFEET | 27547.4119
|  |  |  | FM - UNIFORM | 15819.79
|  |  |  | FM - MBRACKET | 15652.2846
|  |  |  | CONSUMABLES | 14890.46
|  |  |  | FM - OSTBERG | 4773
|  |  |  | Vents | 4623.6
|  |  |  | FM - TUBES | 4172
|  |  |  | FABRICATION | 2805.76
|  |  |  | FM - FABRICATION | 1904.79
|  |  |  | FM - LUCK & KING | 1060

## Stock Take
FM - Stock Take
Code | Description | Category | Bin | Current Stock | Reserved
GLF12.5-S | Galvanised Industrial Extractor Fan+ Grill & Louvers 1380sq, 380V,1.1kw, 440rpm, 44000m3/hr |  |  | 0 | 0
.30 Duct | 300mm Diameter-10 meter Long | DUCT |  | 0 | 0
0.2543PM | 0.25kW 4P 380V Pad Mount Motor | FM - MOTORS |  | 29 | 0
0.3723PM | 0.37kW 2P 380V Pad Mount Motor | FM - MOTORS |  | 55 | 0
0.3741PM | 0.37KW 4P 220V Pad Mount Motor | MOTORS |  | 1 | 0
0.3743PM | 0.37kW 4P 380V Pad Mount Motor | FM - MOTORS |  | 42 | 0
0.3763PM | 0.37kW 6P 380V Pad Mount Motor |  |  | 0 | 0
0.5523PM | 0.55kW 2P 380V Pad Mount Motor | FM - MOTORS |  | 50 | 0
0.552P | 0.55Kw 2P 380V Pad Motor | FM - MOTORS |  | 1 | 0
0.5541PM | 0.55KW 4P 220V Pad Mount Motor | MOTORS |  | 1 | 0
0.5543PM | 0.55kW 4P 380V Pad Mount Motor | FM - MOTORS |  | 69 | 0
0.5563PM | 0.55kW 6P 380V Pad Mount Motor |  |  | 0 | 0
0.7523PM | 0.75kW 2P 380V Pad Mount Motor | FM - MOTORS |  | 21 | 0
0.752P | 0.75Kw 2Pole 380V Pad Mount | FM - MOTORS |  | 6 | 0
0.7541FM | 0.75Kw 220v Foot Mount | FM - MOTORS |  | 1 | 0
0.7541PM | 0.75Kw 220v Pad Mount | MOTORS |  | 1 | 0
0.7543PM | 0.75kW 4P 380V Pad Mount Motor | FM - MOTORS |  | 48 | 0
0.7563PM | 0.75kW 6P 380V Pad Mount Motor | FM - MOTORS |  | 1 | 0
0.75kW VSD | Variable Speed Controller | VSD |  | 0 | 0
0.75kW VSD Enc. | 0.75kW Variable Speed Enclosure | VSD |  | 0 | 0
0010 | SPARE MOTOR - TIRACAMINO - Vortice Spare Motor for Tiracamino 0.12kW 4P 230V | FM - VORTICE |  | 0 | 0
008 | Majax-2 800 32-E-8 Belt drive c/w 4.0kw 4P 1150rpm 380V |  |  | 0 | 0
009 | HVF/75N c/w 0.24kW 750mm 220V |  |  | 0 | 0
02880 | PRA LOCKNUT BRASS No 0 & 1 - M20 | Accessories |  | 3 | 0
053575 | AFROX PICKELING PASTE AOX 1LT | CONSUMABLES |  | 4 | 0
1 IP 65 | Change IP Rating - Motor Size 90Watts 2Pole 380V to IP 65 | FM - LUCK & KING |  | 4 | 0
1.1.2Pad | 1.1Kw 2P 380V Pad Mount Motor | FM - MOTORS |  | 14 | 0
1.123PM | 1.1kW 2P 380V Pad Mount Motor | FM - MOTORS |  | 22 | 0
1.141PM | 1.1kW 4P 220V Pad Mount Motor | MOTORS |  | 1 | 0
1.143FM | 1.1kW 4P 400V B3 QL3 | FM - MOTORS |  | 5 | 0
1.143PM | 1.1kW 4P 380V Pad Mount Motor | FM - MOTORS |  | 73 | 0
1.163PM | 1.1kW 6P 380V Pad Mount Motor | FM - MOTORS |  | 2 | 0
1.5 kW 4Pole | 380V VSD |  |  | 0 | 0
1.523PM | 1.5kW 2P 380V Pad Mount Motor | FM - MOTORS |  | 19 | 0
1.541PM | 1.5KW 4P 220V Pad Mount Motor |  |  | 0 | 0
1.543PM | 1.5kW 4P 380V Pad Mount Motor | FM - MOTORS |  | 53 | 0
1.563PM | 1.5kW 6P 380V Pad Mount Motor | FM - MOTORS |  | 10 | 0
1.583PM | 1.5KW 8P 380V Pad Mount Motor |  |  | 1 | 0
1.5kW VSD | 1.5kW Variable Speed Controller | VSD |  | 0 | 0
1.5kW VSD ENC. | 1.5kW Variable Speed Enclosure | VSD |  | 0 | 0
100/112 FR 27.8 | 100/112 Motor Frame - 27.8 mm OD Spacer | FM - WORKS |  | 37 | 0
1000 HDG | 1000SC 1000mm Diam HDG Screen |  |  | 0 | 0
1000 ICS | Majax Inlet Cone & Screen |  |  | 0 | 0
1000 IMP | Impeller 1000Dia |  |  | 0 | 0
1000 LS | Louvre Shutter |  |  | 0 | 0
1000 SIL | Inlet Silencer 1000 1.5D (1000mm Diameter to reduce noise on the dischargeside) |  |  | 0 | 0
1000 X 500 MM | Sand Trap Air Louver |  |  | 0 | 0
10000000 | Impeller 0560mm 'B' 250A14PR19mm 080Frame | Accessories |  | 1 | 0
10000005 | SILENTBLOCKS FOR THT-125-4/8T/6-27-F300 400V |  |  | 0 | 0
1000002 | Monthly Retainer - March 2025 |  |  | 4 | 0
1000005 | TURBINA CMP 616 14 LG (Impeller for CMP616-2T-0.75 230/400V) | FM - SODECA |  | 4 | 0
1000005. | FILTER F7 - REPLACEMENT FOR CJK/FILTER/EC-500-F7+9 |  |  | 0 | 0
1000012 | HCD 20 4M | FM - SODECA |  | 28 | 0
1000013 | HCD 25 4M | FM - SODECA |  | 2 | 0
1000013. | HCD-30-4M 230V. 50/60Hz | FM - SODECA |  | 8 | 0
1000015 | HCD 30 4M | FM - SODECA |  | 1 | 0
1000016 | HCD 35 4M | FM - SODECA |  | 15 | 0
1000039 | HCT-25-2M/PL | FM - SODECA |  | 8 | 0
1000040 | HCT-25-2T/PL | FM - SODECA |  | 6 | 0
1000043 | HCT-25-4M/PL | FM - SODECA |  | 8 | 0
1000044 | HCT-25-4T/PL | FM - SODECA |  | 3 | 0
1000046 | HCT-31-2M/PL | FM - SODECA |  | 9 | 0
1000047 | HCT-31-2T/PL | FM - SODECA |  | 4 | 0
1000049 | HCT-31-4M/PL | FM - SODECA |  | 8 | 0
100005 | SILENT BLOCK THT-90-4T-5.5-14-F-300 | FM - VORTICE |  | 0 | 0
1000050 | HCT-31-4T/PL | FM - SODECA |  | 4 | 0
1000051 | HCT-35-2M/PL | FM - SODECA |  | 1 | 0
1000052 | HCT-35-2T/PL | FM - SODECA |  | 7 | 0
1000054 | HCT-35-4M/PL | FM - SODECA |  | 4 | 0
1000055 | HCT-35-4T/PL | FM - SODECA |  | 1 | 0
100081 | OPTECH OUTER LENS 110 X 90 | CONSUMABLES |  | 10 | 0
100083 | OPTECH INNER LENS 108 X 51 | CONSUMABLES |  | 5 | 0
100087 | SOLAR HELMET ADJUSTABLE (84-210300-11 | CONSUMABLES |  | 2 | 0
1000BDD | Back Draft Demper |  |  | 0 | 0
1000CF | 1000 Diam Counter Flange | FM - DONKIN |  | 1012 | 0
1000CFUG | 1000 Diam Counter Flange Ungalvanised | FM - DONKIN |  | 6 | 0
1000FC | 1000 Diam Flexible Connection | FM - DONKIN |  | 0 | 0
1000HVJ-2S | 1000 Diam Vertical Discharge Unit | FM - DONKIN |  | 0 | 0
1000HVJ-2SB | 1000 Diam Vertical Discharge BASE | FM - DONKIN |  | 0 | 0
1000IC | Majax Inlet Cone | FM - DONKIN |  | 2 | 0
1000ILC | Majax-2 Inlet Cone Screen |  |  | 0 | 0
1000MBP09 | 1-0350-240 P09 - 1000 Motor Bracket | FM - CASING |  | 36 | 0
1000MF | 1000 Diam Mounting Feet | FM - DONKIN |  | 94 | 0
1000MF (CFW) | 1000 Diam Mounting Feet (CFW) | FM - MFEET |  | 18 | 0
1000MFUG | 1000 Diam Mounting Feet Ungalvanized | FM - DONKIN |  | 24 | 0
1000PLT400-3MM | 1000 Casing Sheet - 3153 x 400 - 3mm | CASING |  | 0 | 0
1000PLT500-3MM | 1000 Casing Sheet - 3153 x 500 - 3mm | CASING |  | 0 | 0
1000PLT800-4MM | 1000 Casing Sheet - 3153 x 800 - 4mm | CASING |  | 0 | 0
1000S1.0D | 1000 Diam Silencer 1.0D | FM - DONKIN |  | 0 | 0
1000S1.0DP | 1000 Diam Silencer 1.0D Podded | FM - DONKIN |  | 0 | 0
1000S1.5D | 1000 Diam Silencer 1.5D | FM - DONKIN |  | 0 | 0
1000S1.5DP | 1000 Diam Silencer 1.5D Podded | FM - DONKIN |  | 0 | 0
1000S2.0D | 1000 Diam Silencer 2.0D | FM - DONKIN |  | 0 | 0
1000S2.0DP | 1000 Diam Silencer 2.0D Podded | FM - DONKIN |  | 0 | 0
1000SAP | 1000mm Diam podded silencer 1400 Long |  |  | 0 | 0
1000SM1.0D | 1000 Diam Melinex Silencer 1.0D | FM - DONKIN |  | 4 | 0
1000SM1.0DP | 1000 Diam Melinex Silencer 1.0D Podded | FM - DONKIN |  | 0 | 0
1000SM1.5D | 1000 Diam Melinex Silencer 1.5D | FM - DONKIN |  | 0 | 0
1000SM1.5DP | 1000 Diam Melinex Silencer 1.5D Podded | FM - DONKIN |  | 0 | 0
1000SM2.0D | 1000 Diam Melinex Silencer 2.0D | FM - DONKIN |  | 0 | 0
1000SM2.0DP | 1000 Diam Melinex Silencer 2.0D Podded | FM - DONKIN |  | 0 | 0
1002948 | HCT-40-4T-0.33/PL | FM - SODECA |  | 0 | 0
1003102 | HCT-80-4T-5.5/PL IE3 | FM - SODECA |  | 0 | 0
1003118 | HCT-90-4T-7.5/PL IE3 | FM - SODECA |  | 0 | 0
1005876 | HTM-45-4M | FM - SODECA |  | 0 | 0
1005877 | HTM-45-4T | FM - SODECA |  | 2 | 0
1005878 | HTM-56-4M | FM - SODECA |  | 0 | 0
1005879 | HTM-56-4T | FM - SODECA |  | 0 | 0
1005880 | HTM-63-4T IE3 | FM - SODECA |  | 0 | 0
1006313 | HCDF-31-4T / ATEX / EXII2G Ex d | FM - SODECA |  | 1 | 0
1006315 | HCDF 35 - 4T - Flameproof | FM - SODECA |  | 0 | 0
1006317 | HCDF 40 - 4T - Flameproof | FM - SODECA |  | 0 | 0
1006319 | HCDF 45 - 4T - Flameproof | FM - SODECA |  | 0 | 0
1006321 | HCDF 50 - 4T - Flameproof | FM - SODECA |  | 0 | 0
1006323 | HCDF 56 - 4T - Flameproof | FM - SODECA |  | 2 | 0
1006386 | HT-80-4T 230/400V. IE3 | FM - SODECA |  | 0 | 0
1006628 | R/THT-90-1 | FM - SODECA |  | 0 | 0
1006661 | B-125 | FM - SODECA |  | 0 | 0
1006663 | B-150 | FM - SODECA |  | 8 | 0
1006732 | BTUB-900 | FM - SODECA |  | 0 | 0
1006734 | BTUB-1250 | FM - SODECA |  | 0 | 0
1006880 | PS-125/20CV | FM - SODECA |  | 0 | 0
1006889 | PS-90 | FM - SODECA |  | 0 | 0
1006891 | RT-125 | FM - SODECA |  | 0 | 0
1006904 | RT-90 | FM - SODECA |  | 0 | 0
1006974 | RPA-20 | FM - SODECA |  | 4 | 0
1007130 | BAC-900 | FM - SODECA |  | 0 | 0
1007132 | BAC - 1250 | FM - SODECA |  | 0 | 0
1007138 | ACE - 125 | FM - SODECA |  | 0 | 0
1007140 | ACE-150 | FM - SODECA |  | 4 | 0
1007195 | VSD3/A-RFT-10 | FM - SODECA |  | 0 | 0
1007207 | VSD3/ARFT-30 | FM - SODECA |  | 0 | 0
1007213 | VSD3/A-RFT-7.5 | FM - SODECA |  | 0 | 0
1007372 | SC-900/1200 | FM - SODECA |  | 0 | 0
1007376 | SR-1800/1200/1200 | FM - SODECA |  | 0 | 0
1007442 | BIC - 254 | FM - SODECA |  | 0 | 0
1007944 | CPV 1020 4T | FM - SODECA |  | 3 | 0
1007947 | CPV 1325 4T | FM - SODECA |  | 0 | 0
1007957 | CPV 1020 2TIE3 | FM - SODECA |  | 4 | 0
1007960 | CPV 1325 2TIE3 | FM - SODECA |  | 2 | 0
1007964 | CPV-1630-4T IE3 | FM - SODECA |  | 0 | 0
1007966 | CPV-1840-4T IE3 |  |  | 0 | 0
1007971 | CPV -1942-4T-10 IE3 | FM - SODECA |  | 0 | 0
1008005 | CPV-1020-4T/ATEX/EXII2G Ex d | FM - SODECA |  | 10 | 0
1008010 | CPV-1020-2T/ATEX/EXII2G Ex d | FM - SODECA |  | 10 | 0
1008215 | CJDXR-315-1 230/400V. IE3 | FM - SODECA |  | 0 | 0
1008225 | CJDXR-355-1.5 230/400V IE3 | FM - SODECA |  | 0 | 0
1008226 | CJDXR-400-3 230/400V. IE3 | FM - SODECA |  | 0 | 0
1008234 | CJDXR-400-3 230/400V. IE3 | FM - SODECA |  | 0 | 0
1008235 | CJDXR-400-4 230/400V. IE3 | FM - SODECA |  | 0 | 0
1008243 | CJDXR-450-4 230/400V. IE3 | FM - SODECA |  | 0 | 0
1008843 | CMA-218-2M | FM - SODECA |  | 12 | 0
1008844 | CMA-218-2T | FM - SODECA |  | 7 | 0
1008847 | CMA-324-2M | FM - SODECA |  | 8 | 0
1008849 | CMA-324-2T | FM - SODECA |  | 5 | 0
1008851 | CMA-325-2M | FM - SODECA |  | 7 | 0
1008852 | CMA-325-2T | FM - SODECA |  | 6 | 0
1008854 | CMA-426-2M | FM - SODECA |  | 5 | 0
1008856 | CMA-426-2T | FM - SODECA |  | 9 | 0
1008860 | CMA-527-2M | FM - SODECA |  | 2 | 0
1008861 | CMA-527-2T | FM - SODECA |  | 5 | 0
1008864 | CMA-528-2M - 1.5 | FM - SODECA |  | 4 | 0
1008867 | CMA-531-2M-2 | FM - SODECA |  | 3 | 0
1008870 | CMA-528-2T-1.5 IE3 | FM - SODECA |  | 3 | 0
1008871 | CMA-528-2T-1 IE3 | FM - SODECA |  | 0 | 0
1008873 | CMA-531-2T-1.5 IE3 | FM - SODECA |  | 2 | 0
1008874 | CMA-531-2T-2 IE3 | FM - SODECA |  | 3 | 0
1008875 | CMA-531-2T-3 IE3 | FM - SODECA |  | 2 | 0
1008876 | CMA-545-2T-4 c/w 3.0KW 2P 400V | FM - SODECA |  | 0 | 0
1008985 | CMAT 531-2T | FM - SODECA |  | 2 | 0
1009166 | CBD-2828-4M 3/4/HE | FM - SODECA |  | 0 | 0
100NB x 135mm | 100NB x 135mm Style 10 Linkflex 100% (Inner & Outer Tube) EPDM rubber bellows c/w mild steel |  |  | 0 | 0
100T300 | 100 Diam Tube Silencer 300L | FM - DONKIN |  | 0 | 0
100T600 | 100 Diam Tube Silencer 600L | FM - TUBES |  | 0 | 0
1010135 | CA-160-2T-2 230/400V. IE3 | Sodeca |  | 0 | 0
1010154 | CA-172-2T-7.5 400/690V. IE3 | Sodeca |  | 0 | 0
1010396 | CAM 540 2T | FM - SODECA |  | 2 | 0
1010401 | CAM 545 2T 4 c/w 3.0kw 2P 400V | FM - SODECA |  | 4 | 0
1010405 | CAM 550-2T-5.5 230/400V. IE3 | FM - SODECA |  | 2 | 0
1010407 | CAM 550 2T 7.5 | FM - SODECA |  | 3 | 0
1010410 | CAM 752-2T-7.5 c/w 5.5kW 400/690v IE3 | FM - SODECA |  | 0 | 0
1010521 | AT 10/10 SC - Single Unit | FM - NICOTRA |  | 9 | 0
1010522 | AT 10/10 SC2 - Double Unit | FM - NICOTRA |  | 4 | 0
1010596 | CAS 254 - 2T - 3 | FM - SODECA |  | 1 | 0
1010606 | CAS 463 - 2T - 7.5 | FM - SODECA |  | 1 | 0
101065 | ER70S MILD STEEL MIG WIRE 1.0MM | CONSUMABLES |  | 105 | 0
1010817 | CAS-463-2T-5.5/TODO INOX-304 380V. 60Hz | FM - SODECA |  | 0 | 0
1010818 | CAS-463-2T-5.5/TODO INOX-304/ATEX/2G Ex eb 380V 60Hz | FM - SODECA |  | 0 | 0
1011200 | CAS 863 - 2T | FM - SODECA |  | 0 | 0
1012-2010-A | SQUARE COMBINATION SET 4PC DASQUA | FM - WORKS |  | 2 | 0
1012391 | CMP 38 2M | FM - SODECA |  | 0 | 0
1012392 | CMP-38-2M/E 230V | FM - SODECA |  | 10 | 0
1012398 | CMP 512 2M | FM - SODECA |  | 15 | 0
1012411 | CMP 512 2T | FM - SODECA |  | 21 | 0
1012446 | CMP 514 2M | FM - SODECA |  | 18 | 0
1012461 | CMP 514 2T | FM - SODECA |  | 27 | 0
1012504 | CMP 616 2M | FM - SODECA |  | 10 | 0
1012516 | CMP 616 2T | FM - SODECA |  | 29 | 0
1012549 | CMP 616-4T | Sodeca |  | 0 | 0
1012571 | CMP 718 2M | FM - SODECA |  | 7 | 0
1012594 | CMP 820 2M | FM - SODECA |  | 4 | 0
1012607 | CMP 820 4T | FM - SODECA |  | 5 | 0
1012658 | CMP 718 2T | FM - SODECA |  | 12 | 0
1012671 | CMP 820 2T | FM - SODECA |  | 4 | 0
1012695 | CMP 1025 2T 3 | FM - SODECA |  | 3 | 0
1012714 | CMP1128 2T 4 | FM - SODECA |  | 0 | 0
1012739 | CMP-1231-4T-4 IE3 |  |  | 0 | 0
101397 | ANTI SPATTER 500ML | CONSUMABLES |  | 25 | 0
101430 | SOAP STONE (1 Box = 144 or ea) | CONSUMABLES |  | 144 | 0
1014656 | CMRG-1240-4T 230/400V IE3 | FM - SODECA |  | 2 | 0
1016608 | HEP-25-2T/H 220-240/380-415V | FM - SODECA |  | 3 | 0
1016614 | HEP-31-2M/H 220-240V | Sodeca |  | 0 | 0
1016615. | HEP-31-2T |  |  | 0 | 0
1016620 | HEP-35-2M/H | FM - SODECA |  | 0 | 0
1017052 | HC-25-2M/H | FM - SODECA |  | 0 | 0
1017059 | HC-25-2T/H | FM - SODECA |  | 0 | 0
1017069 | HC-25-4M/H | FM - SODECA |  | 7 | 0
1017074 | HC-25-4T/H | FM - SODECA |  | 0 | 0
1017082 | HC-31-2M/H | FM - SODECA |  | 1 | 0
1017086 | HC-31-2T/H | FM - SODECA |  | 0 | 0
1017097 | HC-31-4M/H | FM - SODECA |  | 2 | 0
1017099 | HC-31-4T/H | FM - SODECA |  | 4 | 0
1017103 | HC-35-2T/H | FM - SODECA |  | 0 | 0
1017106 | HC-35-4M/H | FM - SODECA |  | 3 | 0
1017112 | HC-35-4T/H | FM - SODECA |  | 5 | 0
1017125 | HC-40-4M/H | FM - SODECA |  | 1 | 0
1017127 | HC-40-4T/H | FM - SODECA |  | 0 | 0
1017129 | HC-40-6M/H | FM - SODECA |  | 0 | 0
1017130 | HC-40-6T/H | FM - SODECA |  | 2 | 0
1017131 | HC-45-4M/H | FM - SODECA |  | 0 | 0
1017134 | HC-45-4T/H | FM - SODECA |  | 0 | 0
1017138 | HC-45-6M/H | FM - SODECA |  | 1 | 0
1017139 | HC-45-6T/H | FM - SODECA |  | 0 | 0
1017140 | HC-50-4M/H | FM - SODECA |  | 1 | 0
1017142 | HC-50-4T/H | FM - SODECA |  | 0 | 0
1017147 | HC-50-6M/H | FM - SODECA |  | 0 | 0
1017148 | HC-50-6T/H | FM - SODECA |  | 0 | 0
1017154 | HC-56-6M/H | FM - SODECA |  | 1 | 0
1017155 | HC-56-6T/H | FM - SODECA |  | 3 | 0
1017159 | HC-63-6M/H | FM - SODECA |  | 0 | 0
1017160 | HC-63-6T/H | FM - SODECA |  | 0 | 0
1017177 | HC-56-4T/H IE3 | FM - SODECA |  | 2 | 0
1017179 | HC-63-4T/H IE3 | FM - SODECA |  | 5 | 0
1017181 | HC-71-4T/H IE3 | FM - SODECA |  | 0 | 0
1017315 | HC-63-4T/H/ATEX/2G Ex db 380V. 60Hz | FM - SODECA |  | 0 | 0
1020807 | CI-100-4/8T-F-400 400V | FM - SODECA |  | 0 | 0
1023613 | PV-90 | FM - SODECA |  | 0 | 0
1023615 | PV-125 | FM - SODECA |  | 0 | 0
1023775 | CJACUS/C-2 | FM - SODECA |  | 0 | 0
1024046 | FMC-C-501 | FM - SODECA |  | 0 | 0
1024050 | FM-DP500 | FM - SODECA |  | 0 | 0
1024172 | MTP | FM - SODECA |  | 0 | 0
1027474 | CJBR-1850-4T 230/400V. IE3 | FM - SODECA |  | 0 | 0
1028473 | SV-250/L 230V. 50/60Hz. | FM - SODECA |  | 0 | 0
1028479 | SV-400/H 230V. 50/60Hz. | FM - SODECA |  | 0 | 0
1028560 | HCT-35-4T/ATEX/2G Ex db 230/400V | FM - SODECA |  | 0 | 0
1028561 | HCT-40-2T-1.5/ATEX/2G Ex db 230/400V | FM - SODECA |  | 0 | 0
1028566 | HCT-50-4T-0.75/ATEX/2G Ex db 230/400V | FM - SODECA |  | 0 | 0
1028584 | HCT-71-4T-3/ATEX/2G Ex db 230/400V | FM - SODECA |  | 0 | 0
1028591 | HCT-80-4T-5.5/ATEX/2G Ex db 230/400V | FM - SODECA |  | 0 | 0
1028951 | HCT/ATEX-40-2T-1.5/2G Ex eb |  |  | 0 | 0
1028957 | HCT/ATEX-56-4T-0.75/2G Ex eb |  |  | 0 | 0
1029315 | CMA/ATEX-325-2T/2G EX EB |  |  | 0 | 0
1029359 | CMP-616-4T/ATEX/2G Ex db 230/400V | FM - SODECA |  | 0 | 0
1029544 | CMP-922-4T/ATEX/2GD Ex db tb 230/400V |  |  | 0 | 0
1030701 | TIRACANO | FM - SODECA |  | 5 | 0
1030730 | TUB-200 | FM - SODECA |  | 0 | 0
1030731 | TUB-225 | FM - SODECA |  | 0 | 0
1030732 | TUB-250 | FM - SODECA |  | 0 | 0
1031847 | INT/ATEX 16/3CA |  |  | 0 | 0
103453 | HGT-125-6T/9-10 400/690V. IE3 | FM - SODECA |  | 0 | 0
1034783 | NEOLINEO-125/V | FM - SODECA |  | 0 | 0
1034784 | NEOLINEO-150/V | FM - SODECA |  | 0 | 0
1034786 | NEOLINEO-200/V | FM - SODECA |  | 0 | 0
1034787 | NEOLINEO-250/V | FM - SODECA |  | 0 | 0
1034788 | NEOLINEO-315/V | FM - SODECA |  | 6 | 0
1054558 | CAM 752-2T-10 c/w 7.5kW 400/690v IE3 | FM - SODECA |  | 0 | 0
1054591 | CAM-760-2T-15/E | FM - SODECA |  | 4 | 0
1054601 | CAM-880-2T-40 | FM - SODECA |  | 4 | 0
1061997 | CAS-467-2T - 10/INOX-304 150Degree 400/690V. IE3 | Sodeca |  | 0 | 0
1064 Laser Head | Jewellery Laser head |  |  | 0 | 0
1064128 | HTP-125-4T-75 c/w 55kW 4Pole 400V | FM - SODECA |  | 0 | 0
1064263 | HCT-100-4T-15/AL 400/690V. IE3 | FM - SODECA |  | 0 | 0
106X3SPA | PULLEY FRICTION BELT V-WEDGE 3 GROOVE SPA 1610 TAPER 106MM FENNER |  |  | 4 | 0
1100999 | Rental Sharp BP 30C25 Copier |  |  | 1 | 0
1100SAP | 1100mm Diam podded silencer 1400 Long |  |  | 0 | 0
1105306 | CMP-1128-2T-5.5/S/PIE RD 230/400V. IE3 | FM - SODECA |  | 14 | 0
1105922 | CJFILTER/REC-600X900-450-CA |  |  | 0 | 0
11100 | MG 100/4 LL | FM - VORTICE |  | 0 | 0
11101 | MG 100/4 LL T | FM - VORTICE |  | 0 | 0
11102 | MG 120/5 LL | FM - VORTICE |  | 0 | 0
11103 | MG 120/5 LL T | FM - VORTICE |  | 11 | 0
11104 | MG 150/6 LL | FM - VORTICE |  | 5 | 0
11105 | MG 150/6 LL T | FM - VORTICE |  | 0 | 0
11106 | MGK 100/4 LL | FM - VORTICE |  | 0 | 0
11110 | MG 90/3,5 | FM - VORTICE |  | 0 | 0
11116 | MG 120/5 | FM - VORTICE |  | 0 | 0
11117 | MG 150/6 | FM - VORTICE |  | 1 | 0
11123 | MF 100 | FM - VORTICE |  | 89 | 0
11124 | MF 120 | FM - VORTICE |  | 92 | 0
11125 | MF 150 | FM - VORTICE |  | 73 | 0
11127 | MF 100T | FM - VORTICE |  | 1 | 0
11128 | MF 120 T | FM - VORTICE |  | 16 | 0
11129 | MF 150T | FM - VORTICE |  | 0 | 0
11131 | MF 100 LL | FM - VORTICE |  | 46 | 0
11132 | MF 120 LL | FM - VORTICE |  | 57 | 0
11133 | MF 150 LL | FM - VORTICE |  | 3 | 0
11135 | MF 100 T LL | FM - VORTICE |  | 10 | 0
11136 | MF 120 T LL | FM - VORTICE |  | 24 | 0
11137 | MF 150 T LL | FM - VORTICE |  | 8 | 0
11145 | MFO 100/4 | FM - VORTICE |  | 29 | 0
11146 | MFO 120/5 | FM - VORTICE |  | 0 | 0
11147 | MFO 120/5 | FM - VORTICE |  | 27 | 0
1115991 | VSD3/A-RFT-40-IP55 | FM - SODECA |  | 0 | 0
11187 | MF 150/6 PIRLL | FM - VORTICE |  | 6 | 0
112 TBLOCK AL F | BMG MOTORLINE SPARES |  |  | 1 | 0
11201 | M 100 / 4 | FM - VORTICE |  | 36 | 0
11202 | M100/4 | FM - VORTICE |  | 56 | 0
11211 | M 100 / 4 T | FM - VORTICE |  | 1 | 0
11212 | M 100 / 4 T LL | FM - VORTICE |  | 38 | 0
11221 | M 100 / 4 A | FM - VORTICE |  | 0 | 0
11222 | M 100 / 4 A LL | FM - VORTICE |  | 0 | 0
1125043 | CL/PLUS/EC-8050 |  |  | 0 | 0
112525 | 11Kw 2P 525V motor to suit 630 Fans | FM - MOTORS |  | 3 | 0
11260 | ME 100 / 4 LL | FM - VORTICE |  | 22 | 0
1126467 | THT/CL-125-4/8T/6-20-F-300 400V. | FM - SODECA |  | 0 | 0
1126491 | THT/CL-125-4T/6-25-F-300 400/690V. IE3 | FM - SODECA |  | 0 | 0
1126734 | THT/CL-90-4T-10-F-300 IE3 | FM - SODECA |  | 0 | 0
11270 | ME 120/5 LL | FM - VORTICE |  | 16 | 0
11274 | M 120 / 5 T LL | FM - VORTICE |  | 0 | 0
1129393 | CA/LINE-10 | Sodeca |  | 0 | 0
1129394 | CA/LINE-12 | Sodeca |  | 0 | 0
1129395 | CA/LINE-15 | Sodeca |  | 0 | 0
1129396 | CA/LINE-20 | Sodeca |  | 0 | 0
1129397 | CA/LINE-25 | Sodeca |  | 0 | 0
1129398 | CA/LINE-31 | FM - SODECA |  | 0 | 0
112X3SPA | PULLEY FRICTION BELT V-WEDGE 3 GROOVE SPA 2012 TAPER 112MM FENNER |  |  | 8 | 0
11301 | M 120 / 5 | FM - VORTICE |  | 0 | 0
11302 | M 120 / 5 LL | FM - VORTICE |  | 24 | 0
11311 | M 120 / 5 T | FM - VORTICE |  | 20 | 0
11313 | MEX 100/4 LL 1S | FM - VORTICE |  | 16 | 0
11314 | MEX 100/4 1S LLT | FM - VORTICE |  | 17 | 0
11321 | M 120 / 5 A | FM - VORTICE |  | 0 | 0
11322 | M 120 / 5 A LL | FM - VORTICE |  | 22 | 0
11333 | MEX 120/5 LL IS | FM - VORTICE |  | 0 | 0
11334 | MEX 120/5 1S LLT | FM - VORTICE |  | 1 | 0
1139111 | THT-90-4T-5.5-14-F-300 | FM - SODECA |  | 0 | 0
1139474 | THT/CL-71-4T-3-F-300 230/400V. IE3 | FM - SODECA |  | 0 | 0
1139862 | HTMV-125-4T/9-40/380V. 60Hz. IE3 | FM - SODECA |  | 0 | 0
11401 | M 150 / 6 | FM - VORTICE |  | 30 | 0
1140155 | HTMV-90-4T-7.5/ATEX/2G Ex db 380V. 60Hz | FM - SODECA |  | 0 | 0
11402 | M 150 / 6 LL | FM - VORTICE |  | 19 | 0
11411 | M 150 / 6 T | FM - VORTICE |  | 6 | 0
11412 | M 150 / 6 T LL | FM - VORTICE |  | 0 | 0
11421 | M 150 / 6 A | FM - VORTICE |  | 0 | 0
11422 | M 150 / 6 A LL | FM - VORTICE |  | 0 | 0
1143. | 11kW 4Pole 525V B3 NV3 IE1 Cast Iron | FM - MOTORS |  | 2 | 0
1143PM | 11KW 4P 380V Pad Mount Motor | FM - MOTORS |  | 3 | 0
11741 | M120/5 P | FM - VORTICE |  | 13 | 0
1182768 | CJK/EC-500 |  |  | 0 | 0
118X2SPA. | PULLEY FRICTION BELT V-WEDGE 2 GROOVESPA 1610 TAPER 118MM FENNER |  |  | 2 | 0
118X3SPA | PULLEY FRICTION BELT V-WEDGE 3 GROOVE SPA 2012 TAPER 118MM FENNER |  |  | 1 | 0
11944 | VORT QUADRO MEDIO | FM - VORTICE |  | 1 | 0
11952 | VORT QUADRO SUPER | FM - VORTICE |  | 2 | 0
11967 | VORT PRESS 110 LL | FM - VORTICE |  | 3 | 0
11968 | Vort Press 110 ( surface mount ) | FM - VORTICE |  | 0 | 0
11971 | Vort Press 140 ( built-in ) | FM - VORTICE |  | 0 | 0
1200000 | Insurance |  |  | 1 | 0
1200SAP | 1200mm Diam podded silencer 1400 Long |  |  | 0 | 0
12017 | MICRO 100 I | FM - VORTICE |  | 4 | 0
12018 | MICRO 100 I T | FM - VORTICE |  | 0 | 0
12020 | MEDIO I | FM - VORTICE |  | 0 | 0
12021 | MEDIO I T | FM - VORTICE |  | 0 | 0
12023 | SUPER I | FM - VORTICE |  | 0 | 0
12024 | SUPER I T | FM - VORTICE |  | 0 | 0
12045 | MICRO 100 I ES (Energy Saving) | FM - VORTICE |  | 0 | 0
12046 | MICRO 100 I T ES (Energy Saving) | FM - VORTICE |  | 0 | 0
12065 | MICRO 100 I T HCS (Humidity ctrl. System) | FM - VORTICE |  | 0 | 0
12066 | MEDIO I T HCS ( Humidity ctrl. system) | FM - VORTICE |  | 0 | 0
12067 | SUPER I T HCS (Humidity ctrl. system) | FM - VORTICE |  | 0 | 0
1210X28MM | TAPER LOCK BUSH METRIC 1210 28MM FENNER |  |  | 2 | 0
1212521 | AT 12/12 SC - Single Unit | FM - NICOTRA |  | 8 | 0
1212522 | AT 12/12 SC2 - Double Unit | FM - NICOTRA |  | 5 | 0
1220IM | 32.F.4 Impeller |  |  | 0 | 0
1220SC | Screen |  |  | 0 | 0
1220SM1.23D | 1220 Diam Silencer 1500mm Long |  |  | 0 | 0
12412 | V 300/12 AR | FM - VORTICE |  | 18 | 0
12413 | V 300/12 ARI | FM - VORTICE |  | 25 | 0
12415 | V 300/12 AR LL S | FM - VORTICE |  | 18 | 0
12416 | V 300/12 ARI LL S | FM - VORTICE |  | 11 | 0
12451 | V 230/9 P | FM - VORTICE |  | 0 | 0
12452 | V 230/9 AR | FM - VORTICE |  | 7 | 0
12453 | V 230/9 ARI | FM - VORTICE |  | 3 | 0
12454 | V 230/9 P LL S | FM - VORTICE |  | 1 | 0
12455 | V 230/9 AR LL S | FM - VORTICE |  | 21 | 0
12456 | V 230/9 ARI LL S | FM - VORTICE |  | 8 | 0
1250CF | 1250 Diam Counter Flange | FM - DONKIN |  | 96 | 0
1250FC | 1250 Diam Flexible Connection | FM - DONKIN |  | 10 | 0
1250HVJ-2S | 1250 Diam Vertical Discharge Unit | FM - DONKIN |  | 0 | 0
1250HVJ-2SB | 1250 Diam Vertical Discharge BASE | FM - DONKIN |  | 0 | 0
1250IM | Impeller |  |  | 0 | 0
1250MF | 1250 Diam Mounting Feet | FM - DONKIN |  | 287 | 0
1250S1.0D | 1250 Diam Silencer 1.0D | FM - DONKIN |  | 0 | 0
1250S1.0DP | 1250 Diam Silencer 1.0D Podded | FM - DONKIN |  | 0 | 0
1250S1.5D | 1250 Diam Silencer 1.5D | FM - DONKIN |  | 0 | 0
1250S1.5DP | 1250 Diam Silencer 1.5D Podded | FM - DONKIN |  | 0 | 0
1250S2.0D | 1250 Diam Silencer 2.0D | FM - DONKIN |  | 0 | 0
1250S2.0DP | 1250 Diam Silencer 2.0D Podded | FM - DONKIN |  | 0 | 0
1250SM1.0D | 1250 Diam Melinex Silencer 1.0D | FM - DONKIN |  | 0 | 0
1250SM1.0DP | 1250 Diam Melinex Silencer 1.0D Podded | FM - DONKIN |  | 0 | 0
1250SM1.5D | 1250 Diam Melinex Silencer 1.5D | FM - DONKIN |  | 0 | 0
1250SM1.5DP | 1250 Diam Melinex Silencer 1.5D Podded | FM - DONKIN |  | 0 | 0
1250SM2.0D | 1250 Diam Melinex Silencer 2.0D | FM - DONKIN |  | 0 | 0
1250SM2.0DP | 1250 Diam Melinex Silencer 2.0D Podded | FM - DONKIN |  | 0 | 0
125T300 | 125 Diam Tube Silencer 300L | FM - DONKIN |  | 0 | 0
125T600 | 125 Diam Tube Silencer 600L | FM - TUBES |  | 4 | 0
125TTSilentM | 125 TT Silent M Fan | FM - DONKIN |  | 0 | 0
12611 | V 150/6 P | FM - VORTICE |  | 0 | 0
12612 | V 150/6 AR | FM - VORTICE |  | 42 | 0
12613 | V 150/6 ARI | FM - VORTICE |  | 40 | 0
12614 | V 150/6 P LL S | FM - VORTICE |  | 0 | 0
12615 | V 150/6 AR LL S | FM - VORTICE |  | 45 | 0
12616 | V 150/6 ARI LL S | FM - VORTICE |  | 6 | 0
1270510 | CUADRO MANDOS BOX SMART | FM - VORTICE |  | 13 | 0
1272947 | THT/CL -125-6T/ 12-15-F-300 IE3 | FM - SODECA |  | 0 | 0
1273007 | THT/IMP-C-REV-63-2T-20-F-400 IE3 | FM - SODECA |  | 10 | 0
1273330 | SDECB/Z-260-4T-0.75 |  |  | 0 | 0
1273331 | SDECB/Z-280-4T-0.75 |  |  | 0 | 0
1273332 | SDECB/Z-300-4T-0.75 |  |  | 0 | 0
12740 | 30/12 ARI | FM - VORTICE |  | 1 | 0
1275754 | CJK/FILTER/EC-500-F7+F9 |  |  | 0 | 0
1280298 | DAMPER BOX SMART 71/80 |  |  | 13 | 0
1282483 | KIT BOXPDS SMART 900 4T 10 IE3 |  |  | 0 | 0
1286836 | PS-125 20CV |  |  | 0 | 0
12877 | IRET INVERTER 400 2.2A | FM - VORTICE |  | 0 | 0
12878 | IRET INVERTER 400 3.6A | FM - VORTICE |  | 0 | 0
12879 | IRET INVERTER 400 5A | FM - VORTICE |  | 0 | 0
12880 | IRET INVERTER 400 8A | FM - VORTICE |  | 0 | 0
1289142 | SV/FILTER/EC- 200 F6+F8 |  |  | 0 | 0
12941 | CR5N Speed Controller | FM - VORTICE |  | 0 | 0
12943 | CR5 Speed Controller | FM - VORTICE |  | 11 | 0
129521 | AT 12/9 SC - Single Unit | FM - NICOTRA |  | 9 | 0
129522 | AT 12/9 SC2 - Double Unit | FM - NICOTRA |  | 0 | 0
12966 | C1.5 Speed Controller (to suit Lineo 100 to 200) | FM - VORTICE |  | 21 | 0
12967 | C2.5 Speed Controller (to suit Lineo 250 to 315) | FM - VORTICE |  | 18 | 0
12994 | PIR | FM - VORTICE |  | 8 | 0
12998 | PIR Sensor | FM - VORTICE |  | 32 | 0
12X1 THREADED ROD 8.8 ZINC BLUE 12X1 975 8.8 ZB | 12X1 THREADED ROD 8.8 ZINC BLUE 12X1 975 8.8 ZB | FASTENERS |  | 2 | 0
13-11 | CABTYRE - 6MM X 6 LUGS 10PKT |  |  | 8 | 0
13-12 | CABTYRE - 6MM X 8 LUGS 10PKT |  |  | 8 | 0
13001 | KIT TE 150/6 Roof Mounting | FM - VORTICE |  | 4 | 0
13002 | KIT TE 230/9 Roof Mounting | FM - VORTICE |  | 20 | 0
13003 | KIT TE 300/12 Roof Mounting | FM - VORTICE |  | 0 | 0
13028 | KIT TC 230/9 | FM - VORTICE |  | 14 | 0
132B0100 | OPT MICRO LCP DISPLAY W/O POTENTIOM |  |  | 1 | 0
1350439 | HCT/EC- 63-4T-3 IE5 | FM - SODECA |  | 0 | 0
1352297 | SC-1250/1200 |  |  | 0 | 0
1353233 | KIT BOXSMART-7100 - 230V. -1D |  |  | 13 | 0
1353244 | KIT BOXSMART-7100 - 230V. -2D |  |  | 13 | 0
1355136 | HGT-125-4T/12-60 400/690V. IE3 |  |  | 0 | 0
1373000218 | MOTORE GM-63A4 B143F TC10 - TIRACAMINO MOTOR | FM - VORTICE |  | 24 | 0
13mm X 8mm | A 2100 |  |  | 10 | 0
1400mm | Twin Stage Fan c/w 90kw 4Pole (1400rpm) 550V motor |  |  | 0 | 0
1400mm BM | 1400mm Bellmouth |  |  | 0 | 0
1400mm Inlet | and Discharge Screen |  |  | 0 | 0
15-05' | T50R BLACK - T50R CABLE TIES BLACK 198MMX4 | FM - WORKS |  | 200 | 0
15-1 | TI8R BLK - T18R CABLE TIES BLACK 100MMX2 | FM - WORKS |  | 2 | 0
15-5 | T50R BLACK - T50R CABLE TIES BLACK 198MMX4 | FM - WORKS |  | 3 | 0
15000 | Tiracamino Chimney Fan for Chimney Tops | FM - VORTICE |  | 13 | 0
1500W | TERAL 17.5KG | CONSUMABLES |  | 4 | 0
1501 | ARCAL SPEED 50L CYLINDER 17.5KG | FABRICATION |  | 2 | 0
1502479 | HTMH-71-4T-4 220/380V. 60Hz IE3 | FM - SODECA |  | 20 | 0
1503633 | CA/LINE/EC-31 50/60Hz. | FM - SODECA |  | 1 | 0
1503634 | CA/LINE/EC-35 50/60Hz. |  |  | 0 | 0
150NB x 130mm | Style 15 Linkflex 100% (Inner & Outer Tube) EPDM rubber bellows c/w mild steel electro |  |  | 0 | 0
150T300 | 150 Diam Tube Silencer 300L | FM - DONKIN |  | 0 | 0
150T600 | 150 Diam Tube Silencer 600L | FM - TUBES |  | 0 | 0
150T900 | 150 Diam Tube Silencer 900L | FM - DONKIN |  | 0 | 0
1511521 | AT 15/11 SC - Single Unit | FM - NICOTRA |  | 0 | 0
1515521 | AT 15/15 SC - Single Unit | FM - NICOTRA |  | 8 | 0
1515522 | AT 15/15 SC2 - Double Unit | FM - NICOTRA |  | 0 | 0
15928 | Repair CMP-1025-2T-3 ( ROS Del Note 15928) |  |  | 0 | 0
16 SQ MED SPRING WASHER Z/BLUE 16 7980 SS ZB | 16 SQ MED SPRING WASHER Z/BLUE 16 7980 SS ZB | FASTENERS |  | 20 | 0
1600CF | 1600 Diam Counter Flange | FM - DONKIN |  | 96 | 0
1600FC | 1600 Diam Flexible Connection | FM - DONKIN |  | 0 | 0
1600HVJ-2S | 1600 Diam Vertical Discharge Unit | FM - DONKIN |  | 0 | 0
1600HVJ-2SB | 1600 Diam Vertical Discharge BASE | FM - DONKIN |  | 0 | 0
1600IC | 1600 Dia Inlet Cone | Accessories |  | 0 | 0
1600ICS | 1600 Dia Inlet Cone Screen |  |  | 0 | 0
1600MF | 1600 Diam Mounting Feet | FM - DONKIN |  | 286 | 0
1600S1.0D | 1600 Diam Silencer 1.0D | FM - DONKIN |  | 0 | 0
1600S1.0DP | 1600 Diam Silencer 1.0D Poded | FM - DONKIN |  | 0 | 0
1600S1.5D | 1600 Diam Silencer 1.5D | FM - DONKIN |  | 0 | 0
1600S1.5DP | 1600 Diam Silencer 1.5D Podded | FM - DONKIN |  | 0 | 0
1600S2.0D | 1600 Diam Silencer 2.0D | FM - DONKIN |  | 0 | 0
1600S2.0DP | 1600 Diam Silencer 2.0D Podded | FM - DONKIN |  | 0 | 0
1600SM1.0D | 1600 Diam Melinex Silencer 1.0D | FM - DONKIN |  | 0 | 0
1600SM1.0DP | 1600 Diam Melinex Silencer 1.0D Podded | FM - DONKIN |  | 0 | 0
1600SM1.5D | 1600 Diam Melinex Silencer 1.5D | FM - DONKIN |  | 0 | 0
1600SM1.5DP | 1600 Diam Melinex Silencer 1.5D Podded | FM - DONKIN |  | 0 | 0
1600SM2.0D | 1600 Diam Melinex Silencer 2.0D | FM - DONKIN |  | 0 | 0
1600SM2.0DP | 1600 Diam Melinex Silencer 2.0D Podded | FM - DONKIN |  | 0 | 0
16039 | CA 250 VO In-Line Tube Fan Plastic Casing | FM - VORTICE |  | 1 | 0
1609CL | 160/9 Clamp - To Suit 14mm, 19mm, 24mm and 28mm Bore Hubs | FM - IMPELLER |  | 362 | 0
1609CL28 | 160/9 Clamp - 28mm |  |  | 0 | 0
1609H14 | 160/9 Hub - 14mm bore | FM - IMPELLER |  | 112 | 0
1609H19 | 160/9 Hub - 19mm bore | FM - IMPELLER |  | 91 | 0
1609H24 | 160/9 Hub - 24mm bore | FM - IMPELLER |  | 82 | 0
1609H28 | 160/9 Hub - 28mm bore | FM - IMPELLER |  | 49 | 0
160T300 | 160 Diam Tube Silencer 300L | FM - DONKIN |  | 0 | 0
160T600 | 160 Diam Tube Silencer 600L | FM - DONKIN |  | 0 | 0
160W, 230V, 4500m3/hr, 40lt | Evaporative Air Cooler | Accessories |  | 0 | 0
160X3SPA | PULLEY FRICTION BELT V-WEDGE 3 GROOVE SPA 2517 TAPER 160MM FENNER |  |  | 8 | 0
1610X25MM. | TAPER LOCK BUSH METRIC 1610 25MM FENNER |  |  | 2 | 0
1610X28MM. | Taper Lock Bush Metric 1610 28mm FE |  |  | 8 | 0
1610X38MM | TAPER LOCK BUSH METRIC 1610 38MM FENNER |  |  | 3 | 0
16183 | CA 150 MD E RF | FM - VORTICE |  | 2 | 0
16185 | CA 200 MD E RF | FM - VORTICE |  | 0 | 0
16702 | PRA GLD FLP TTECH SWA D/COMP NO1 M20 |  |  | 4 | 0
168-37 | FAS3212LF RIVET FA - 3.2MMX12MM POP RIVETS | FM - WORKS |  | 4 | 0
16X1 THREADED ROD 8 . 8 ZINC BLUE 16X1 975 8 .8 ZB | 16X1 THREADED ROD 8 . 8 ZINC BLUE 16X1 975 8 .8 ZB | FASTENERS |  | 14 | 0
17001 | LINEO 100 VO | FM - VORTICE |  | 4 | 0
17004 | LINEO 160 VO | FM - VORTICE |  | 11 | 0
17005 | LINEO 1000 VO | FM - VORTICE |  | 18 | 0
17009 | LINEO 250 VO | FM - VORTICE |  | 5 | 0
17013 | LINEO 125 VO KIT | FM - VORTICE |  | 11 | 0
17021 | LINEO 100 TVO | FM - VORTICE |  | 40 | 0
17022 | LINEO 125 TVO | FM - VORTICE |  | 1 | 0
17023 | LINEO 150 TVO | FM - VORTICE |  | 1 | 0
17143 | LINEO 100 Q | FM - VORTICE |  | 0 | 0
17144 | LINEO 100 | FM - VORTICE |  | 0 | 0
17145 | LINEO 125 | FM - VORTICE |  | 7 | 0
17146 | LINEO 150 | FM - VORTICE |  | 0 | 0
17147 | LINEO 160 | FM - VORTICE |  | 0 | 0
17148 | LINEO 200 Q | FM - VORTICE |  | 4 | 0
17149 | LINEO 250 Q | FM - VORTICE |  | 0 | 0
17160 | LINEO 100 QUIET | FM - VORTICE |  | 17 | 0
17161 | LINEO 125 QUIET | FM - VORTICE |  | 15 | 0
17162 | LINEO 150 QUIET | FM - VORTICE |  | 19 | 0
17163 | LINEO 160 QUIET | FM - VORTICE |  | 0 | 0
17164 | LINEO 200 QUIET | FM - VORTICE |  | 18 | 0
17165 | LINEO 250 QUIET | FM - VORTICE |  | 13 | 0
17166 | LINEO 315 QUIET | FM - VORTICE |  | 10 | 0
17177 | LINEO 200 T | FM - VORTICE |  | 3 | 0
17180 | LINEO 200 | FM - VORTICE |  | 15 | 0
17181 | LINEO 250 | FM - VORTICE |  | 9 | 0
17182 | LINEO 315 | FM - VORTICE |  | 6 | 0
17184 | LINEO 100 Q T | FM - VORTICE |  | 0 | 0
17185 | LINEO 100 T | FM - VORTICE |  | 0 | 0
17186 | LINEO 125 T | FM - VORTICE |  | 0 | 0
17187 | LINEO 150 T | FM - VORTICE |  | 0 | 0
17188 | LINEO 160 T | FM - VORTICE |  | 0 | 0
18.5KW 4P 380V IP55 300 C/2HR | WEG SMOKEX PAD W22 MOTOR | FM - MOTORS |  | 1 | 0
1813521 | AT 18/13 SC - Single Unit | FM - NICOTRA |  | 1 | 0
1818521 | AT 18/18 SC - Single Unit | FM - NICOTRA |  | 0 | 0
1818522 | AT 18/18 SC2 - Double Unit | FM - NICOTRA |  | 0 | 0
18INLET-CONE | 18 Inch Inlet Cone | FM - DONKIN |  | 1 | 0
1920 | RENTAL MONTHLY | CONSUMABLES |  | 9 | 0
19220 | METAL DRY AUTOMATIC |  |  | 0 | 0
194832 | M10 FLAT WASHER DIN 125A ZINC BLUE (10 .5i/dx20o/dX2thk) | FASTENERS |  | 260 | 0
194843 | M12 FLAT WASHER DIN 125A ZINC BLUE (13i/d x 24o/d x 2 .5 thk) | FASTENERS |  | 932 | 0
194856 | M16 FLAT WASHER DIN 125A ZINC BLUE (17i/d x 30o/d X 3thk) | FASTENERS |  | 800 | 0
194916 | M6 (6.4 X12X1.6) FLAT WASHER DIN 125A ZINC BLUE | FASTENERS |  | 300 | 0
194925 | M8 FLAT WASHER DIN 125A ZINC BLUE (8 . 4ID*16OD*1 . 6THICK) | FASTENERS |  | 160 | 0
2.2 kw VSD | Speed controller | VSD |  | 0 | 0
2.223PM | 2.2kW 2P 380V Pad Mount Motor | FM - MOTORS |  | 15 | 0
2.243FM | 2.2kW 4P 380V Foot Mount Motor | FM - MOTORS |  | 4 | 0
2.243PM | 2.2kW 4P 380V Pad Mount Motor | FM - MOTORS |  | 57 | 0
2.263PM | 2.2kW 6P 380V Pad Mount Motor |  |  | 0 | 0
2.2kW VSD ENC. | 2.2kW Variable Speed Enclosure | VSD |  | 0 | 0
200220VSD | 220kW 220V VSD |  |  | 0 | 0
200LS | Louvre Shutter |  |  | 0 | 0
200T1200 | 200 Diam Tube Silencer 1200L | FM - DONKIN |  | 0 | 0
200T300 | 200 Diam Tube Silencer 300L | FM - DONKIN |  | 0 | 0
200T600 | 200 Diam Tube Silencer 600L | FM - TUBES |  | 0 | 0
200T900 | 200 Diam Tube Silencer 900L | FM - DONKIN |  | 0 | 0
2012X25MM. | TAPER LOCK BUSH METRIC 2012 25MM FENNER |  |  | 1 | 0
2012X38MM | TAPER LOCK BUSH METRIC 2012 38MM FENNER |  |  | 11 | 0
21113 | GV2 ME04 |  |  | 0 | 0
214165 | M10X25X2 FLAT WASHER Z/BLUE | FASTENERS |  | 100 | 0
214899 | M12X30X3 FLAT WASHER Z/BLUE | FASTENERS |  | 100 | 0
220025 | M8 . 4*20*3 FLAT WASHER Z/BLUE | FASTENERS |  | 100 | 0
22010 | 100 Wall Fans | FM - VORTICE |  | 37 | 0
22020 | 120/150 Wall Fixed Grills | FM - VORTICE |  | 44 | 0
22131 | F 100 / 4 WINDOW KIT | FM - VORTICE |  | 12 | 0
22132 | F 120 / 5 WINDOW KIT | FM - VORTICE |  | 27 | 0
22133 | F 150 / 6 WINDOW KIT | FM - VORTICE |  | 17 | 0
221331 | M150/6 Spare Motor | FM - VORTICE |  | 0 | 0
22154 | S 100 / 4 CEILING KIT | FM - VORTICE |  | 7 | 0
22155 | S 120 / 5 CEILING KIT | FM - VORTICE |  | 0 | 0
22156 | S 150 / 6 CEILING KIT | FM - VORTICE |  | 0 | 0
22165 | FG 100 FIXED GRILLE (VOR 22165) | FM - VORTICE |  | 12 | 0
22167 | FG 150 FIXED GRILLE (VOR 22167) | FM - VORTICE |  | 1 | 0
2243FM | 22kW 4P 380V Foot Mount Motor | FM - DONKIN |  | 2 | 0
22668 | CA-FU 125 | FM - VORTICE |  | 3 | 0
22M16X150 | M16 X 150 HT Setscrews |  |  | 8 | 0
235829 | M16*120 HT HEX BOLT Z/BLUE | FASTENERS |  | 4 | 0
237756 | M10*16 HT HEX SET SCREW Z/BLUE | FASTENERS |  | 160 | 0
237939 | M12*20 HT HEX SET SCREW Z/BLUE 12X20 933 8.8 ZB | FASTENERS |  | 160 | 0
237993 | M12*40 HT HEX SET SCREW Z/BLUE | FASTENERS |  | 0 | 0
238028 | M12*60 HT HEX SET SCREW Z/BLUE | FASTENERS |  | 88 | 0
238062 | M12*90 HT HEX SET SCREW Z/BLUE | FASTENERS |  | 80 | 0
238152 | M16*100 HT HEX SET SCREW Z/BLUE | FASTENERS |  | 200 | 0
238166 | M16*120 HT HEX SET SCREW Z/BLUE | FASTENERS |  | 100 | 0
238185 | M16*150 HT HEX SET SCREW ZINC BLUE | FASTENERS |  | 60 | 0
238307 | M16*80 HT HEX SET SCREW Z/BLUE | FASTENERS |  | 20 | 0
239044 | M5*16 HT HEX SET SCREW Z/BLUE | FASTENERS |  | 200 | 0
239158 | M6*25 HT HEX SET SCREW Z/BLUE | FASTENERS |  | 300 | 0
239281 | M8*16 HT SET SCREW Z/BLUE | FASTENERS |  | 160 | 0
241419 | M10 (10.5X20X2) DIN 125 FLAT WASHER S/S 304 - A2 | FASTENERS |  | 120 | 0
241420 | M12 FLAT WASHER DIN 125A - (13i/dX24o/dX2.5thk) S/S 304 - A2 | FASTENERS |  | 332 | 0
241421 | M16 (17X30X3) FLAT WASHER DIN 125A S/S 304 - A2 | FASTENERS |  | 280 | 0
241440 | M5 FLAT WASHER DIN 125A S/S 304 - A2 -(5.3i/d X 10o/d X 1thk) | FASTENERS |  | 120 | 0
241442 | M6 FLAT WASHER DIN 125A S/S 304 - A2 - (6.4X12.5X1.6) | FASTENERS |  | 120 | 0
244896 | M10*25 HEX SET SCREW S/S 304 - A2 | FASTENERS |  | 120 | 0
244949 | M12*25 HEX SET SCREW S/S A2 - 304 | FASTENERS |  | 120 | 0
244999 | M16X120 A2 HEX SET SCREW | FASTENERS |  | 80 | 0
245022 | M16*60 HEX SET SCREW S/S A2 - 304 | FASTENERS |  | 8 | 0
245035 | M16*90 A2 HEX SET SCREW | FASTENERS |  | 8 | 0
2450x1225x2mm | HR Sheet CQ 2450x1225x2mm | FABRICATION |  | 4 | 0
2450x1225x3mm | HR Sheet SAE1008 2450x1225x3 | CASING |  | 0 | 0
2450x1225x4mm | HR Sheet CQ 2450x1225x4 mm | FM - FABRICATION |  | 2 | 0
245199 | M5*16 HEX SET SCREW S/S 304 - A2 | FASTENERS |  | 420 | 0
245232 | M6*16 A2 HEX SET SCREW | FASTENERS |  | 420 | 0
245328 | M12 HEX NUT S/S 304 - A2 | FASTENERS |  | 144 | 0
245333 | M16 HEX NUT S/S A2 304 | FASTENERS |  | 240 | 0
245381 | M5 HEX NUTS S/S 304 - A2 | FASTENERS |  | 300 | 0
245388 | M6 HEX NUT S/S 304 - A2 | FASTENERS |  | 300 | 0
24VDC | 24VDV, KL, Plug, 119x119x38mm, Compact fan |  |  | 0 | 0
25.4*6-2RTUBE | 25,4*1.6-2mm Round Tube Die Set (Die CLR 93mm) | FM - FABRICATION |  | 0 | 0
250 WL | Weather Louvre |  |  | 0 | 0
250/355 WC | Wall Cowl Galvanized | FM - DONKIN |  | 3 | 0
25001 | PRA BLANKING PLUG FLP Exd 20mm |  |  | 2 | 0
25012CL | 250/12 Clamp - To Suit 38mm and 42mm Bore Hubs | FM - IMPELLER |  | 81 | 0
25012CL38 | 250/12 Clamp - 38mm |  |  | 0 | 0
25012CL42 | 250/12 Clamp - 42mm |  |  | 0 | 0
25012H19 | 250/12 Hub - 19mm bore | FM - IMPELLER |  | 4 | 0
25012H24 | 250/12 Hub - 24mm bore | FM - IMPELLER |  | 36 | 0
25012H28 | 250/12 Hub - 28mm bore | FM - IMPELLER |  | 24 | 0
25012H38 | 250/12 Hub - 38mm bore | FM - IMPELLER |  | 12 | 0
25012H42 | 250/12 Hub - 42mm bore | FM - IMPELLER |  | 6 | 0
250LS | Louvre Shutter |  |  | 0 | 0
250T1200 | 250 Diam Tube Silencer 1200L | FM - DONKIN |  | 0 | 0
250T300 | 250 Diam Tube Silencer 300L | FM - DONKIN |  | 0 | 0
250T600 | 250 Diam Tube Silencer 600L | FM - TUBES |  | 4 | 0
2517X25MM. | TAPER LOCK BUSH METRIC 2517 25MM FENNER |  |  | 5 | 0
2517X28MM | TAPER LOCK BUSH METRIC 2517 28MM FENNER |  |  | 1 | 0
2517X35MM | TAPER LOCK BUSH METRIC 2517 35MM FENNER |  |  | 2 | 0
255557 | Stop Start Panel - ABB |  |  | 0 | 0
257799 | M10 DIN 934 GRADE 8.8 HEX NUT - Satinless Steel | FASTENERS |  | 120 | 0
257855 | M16 GR8 HEX NUT Z/BLUE | FASTENERS |  | 610 | 0
258032 | M5 HT HEX NUT Z/BLUE | FASTENERS |  | 200 | 0
258205 | M12 HT NYLOCK NUT | FASTENERS |  | 40 | 0
258306 | M6 HT NYLOCK NUT | FASTENERS |  | 300 | 0
25CA10 | Manifold Filter 5'' |  |  | 0 | 0
25FF10J20 | Filtro - FLANGIA DN100 - CON 2 PRESE DI PRESSIONE 1/4 GAS E TAPPI - Item Code: FF10J20 |  |  | 0 | 0
25FL10 | Filter FL10 |  |  | 0 | 0
25FL8 | FILTER FL8 |  |  | 0 | 0
25FL9 | Filter FL9 |  |  | 0 | 0
25FM10. | FLEXIBLE SLEEVE FM 10 |  |  | 0 | 0
25FM8 | Flexible Sleeve FM 8 |  |  | 0 | 0
25MC 040 | PRESSURE GAUGE 0.600 M BAR |  |  | 0 | 0
25MC040 | PRESSURE GAUGE 0-600 M.BAR |  |  | 0 | 0
25MC050 | Pressure Gauge 0/+1000 mbar |  |  | 0 | 0
25MP8 | Sleeve MP 8 with O-Ring |  |  | 0 | 0
25PV10950 | Valve Holder G5 INOX VRL 9 L50 |  |  | 0 | 0
25PV8650 | VALVE HOLDER G3'' INOX FOR VRL 6 L50 |  |  | 0 | 0
25PV9650 | Valve Holder G4'' INOX FOR VRL 6 L50 |  |  | 0 | 0
25SS8 | SILENCER SS 8 3'' |  |  | 0 | 0
25SS950 | Silencer SS 9 (4'') GAS L50 |  |  | 0 | 0
25TR8 | CONNECTOR FOR FILTERS 3'' |  |  | 0 | 0
25TR9 | Connector For Filter 4'' |  |  | 0 | 0
25VC10- | NON-RETURN VALVE |  |  | 0 | 0
25VC8 | CHECK VALVE VC 8 |  |  | 0 | 0
25VC9 | CHECK VALVE VC9 |  |  | 0 | 0
25VRL6 G50 | RELIEF VALVE VRL 6 GAS L50 |  |  | 0 | 0
25VRL6G50 | RELIEF VALVE VRL9 GAS L50 |  |  | 0 | 0
25VRL6HPG50 | Flow Relief Valve VRL6 HP GAS L50 |  |  | 0 | 0
25VRL9G50 | RELIEF VALVE VRL9 GAS L50 |  |  | 0 | 0
26-29 | 4MM RED RING LUGS | FM - WORKS |  | 4 | 0
26-30 | 5MM RED RING LUGS | FM - WORKS |  | 4 | 0
26016666640A | HBA 112 T6 c/w 7.5Kw 6P 525V |  |  | 0 | 0
26025 | DEUMIDO 10 | FM - VORTICE |  | 7 | 0
26027 | DEUMIDO 20 | FM - VORTICE |  | 4 | 0
267215 | M12 HEX NUT ZINC BLUE | FASTENERS |  | 704 | 0
3 MM PLT | Bending |  |  | 160 | 0
300 X 300 DG | DOOR GRILLE 300/300 NS NA |  |  | 0 | 0
300 x 300 filter box | c/w filter, 450 x 450 weather louvre & double deflection grill |  |  | 0 | 0
3000x1500x1.9mm | HR Sheet CQ 3000x1500x1.9mm | FM - HR SHEET CQ |  | 1 | 0
3000x1500x3mm | HR Sheet CQ 3000x1500x3mm | CASING |  | 0 | 0
3000x1500x4mm | HR Sheet CQ 3000x1500x4mm | FM - FABRICATION |  | 2 | 0
300220VSD | 320kW 220V VSD |  |  | 0 | 0
300WL | Weather Louvre |  |  | 0 | 0
30301 | C 10/2 T ATEX II 2G/D h T3/125 X Gb/Db | FM - VORTICE |  | 1 | 0
30304 | C 15/2 T ATEX II 2G/D h T3/125 X Gb/Db | FM - VORTICE |  | 1 | 0
30305 | C 20/2 T ATEX II 2G/D h T3/125 X Gb/Db | FM - VORTICE |  | 0 | 0
30306 | C 25/2 T ATEX II 2G/D h T3/125 X Gb/Db | FM - VORTICE |  | 0 | 0
30307 | C 30/2 T ATEX II 2G/D h T3/125 X Gb/Db | FM - VORTICE |  | 1 | 0
30308 | C 30/4 T ATEX II 2G/D h T3/125 X Gb/Db | FM - VORTICE |  | 4 | 0
30309 | C 31/4 T ATEX II 2G/D h T3/125 X Gb/Db | FM - VORTICE |  | 1 | 0
30310 | C 35/4 T ATEX II 2G/D h T3/125 X Gb/Db | FM - VORTICE |  | 1 | 0
30311 | C 37/4 T ATEX II 2G/D h T3/125 X Gb/Db | FM - VORTICE |  | 0 | 0
30630189P16 | Majax-2 Screen |  |  | 0 | 0
315 LS | Louvre Shutter |  |  | 0 | 0
315-560AVMS | 315 to 560 NDA RED ANeoprene Floor Mounts | FM - DONKIN |  | 684 | 0
315CF | 315 Diam Counter Flange | FM - CFLANGE |  | 80 | 0
315CFUG | 315 Diam Counter Flange Ungalvanised | FM - CFLANGE |  | 64 | 0
315FC | 315 Diam Flexible Connection | FM - DONKIN |  | 12 | 0
315HVJ-2S | 315 Diam Vertical Discharge Unit | FM - DONKIN |  | 0 | 0
315HVJ-2SB | 315 Diam Vertical Discharge BASE | FM - DONKIN |  | 0 | 0
315MBP01 | 1-0350-240-P01 - 315 Motor Bracket |  |  | 356 | 0
315MF | 315 Diam Mounting Feet | FM - MFEET |  | 0 | 0
315MFUG | 315 Diam Mounting Feet Ungalvanised | FM - MFEET |  | 0 | 0
315PLT400-2MM | 315 Casing Sheet - 995 x 315 - 2mm | CASING |  | 10 | 0
315S1.0D | 315 Diam Silencer 1.0D | FM - DONKIN |  | 0 | 0
315S1.0DP | 315 Diam Silencer 1.0D Podded | FM - DONKIN |  | 1 | 0
315S1.5D | 315 Diam Silencer 1.5D | FM - DONKIN |  | 0 | 0
315S1.5DP | 315 Diam Silencer 1.5D Podded | FM - SILENCER |  | 3 | 0
315S1.5DP600L | 315 Diam Silencer 1.5D Podded 600L | FM - SILENCER |  | 1 | 0
315S2.0D | 315 Diam Silencer 2.0D | FM - DONKIN |  | 0 | 0
315S2.0DP | 315 Diam Silencer 2.0D Podded | FM - DONKIN |  | 6 | 0
315SC | 315mm Dia HDG Screen |  |  | 0 | 0
315SM1.0D | 315 Diam Melinex Silencer 1.0D | FM - DONKIN |  | 0 | 0
315SM1.0DP | 315 Diam Melinex Silencer 1.0D Podded | FM - DONKIN |  | 0 | 0
315SM1.5D | 315 Diam Melinex Silencer 1.5D | FM - DONKIN |  | 0 | 0
315SM1.5DP | 315 Diam Melinex Silencer 1.5D Podded | FM - DONKIN |  | 0 | 0
315SM2.0D | 315 Diam Melinex Silencer 2.0D | FM - DONKIN |  | 0 | 0
315SM2.0DP | 315 Diam Melinex Silencer 2.0D Podded | FM - DONKIN |  | 0 | 0
315T300 | 315 Diam Tube Silencer 300L | FM - DONKIN |  | 0 | 0
315T600 | 315 Diam Tube Silencer 600L | FM - TUBES |  | 0 | 0
315T900 | 315 Diam Tube Silencer 900L | FM - DONKIN |  | 0 | 0
32*2-RTUBE | 32*2 mm Round Tube Die Set (Die CLR 125mm) | FM - FABRICATION |  | 0 | 0
320 x 280 x 80 | 220V KL Plug - 250HL0601 |  |  | 0 | 0
323PM | 3kW 2P 380V Pad Mount Motor | FM - MOTORS |  | 13 | 0
33353 | C30/4T | FM - VORTICE |  | 1 | 0
33355 | C31/4T | FM - VORTICE |  | 1 | 0
343FM | 3kW 4P 380V Foot Mount Motor | FM - MOTORS |  | 6 | 0
343PM | 3kW 4P 380V Pad Mount Motor | FM - MOTORS |  | 47 | 0
350 LV | Louvre Shutter |  |  | 0 | 0
350 x 350 filter box | c/w filter, 450 x 450 weather louvre & double deflection grill |  |  | 0 | 0
355CF | 355 Diam Counter Flange | FM - DONKIN |  | 0 | 0
355FC | 355 Diam Flexible Connection | FM - DONKIN |  | 0 | 0
355HVJ-2S | 355 Diam Vertical Discharge Unit | FM - DONKIN |  | 0 | 0
355HVJ-2SB | 355 Diam Vertical Discharge BASE | FM - DONKIN |  | 0 | 0
355MF | 355 Diam Mounting Feet | FM - DONKIN |  | 4 | 0
355S1.0D | 355 Diam Silencer 1.0D | FM - DONKIN |  | 0 | 0
355S1.0DP | 355 Diam Silencer 1.0D Podded | FM - DONKIN |  | 0 | 0
355S1.5D | 355 Diam Silencer 1.5D | FM - DONKIN |  | 0 | 0
355S1.5DP | 355 Diam Silencer 1.5D Podded | FM - DONKIN |  | 0 | 0
355S2.0D | 355 Diam Silencer 2.0D | FM - DONKIN |  | 0 | 0
355S2.0DP | 355 Diam Silencer 2.0D Podded | FM - DONKIN |  | 0 | 0
355SM1.0D | 355 Diam Melinex Silencer 1.0D | FM - DONKIN |  | 0 | 0
355SM1.0DP | 355 Diam Melinex Silencer 1.0D Podded | FM - DONKIN |  | 0 | 0
355SM1.5D | 355 Diam Melinex Silencer 1.5D | FM - DONKIN |  | 0 | 0
355SM1.5DP | 355 Diam Melinex Silencer 1.5D Podded | FM - DONKIN |  | 0 | 0
355SM2.0D | 355 Diam Melinex Silencer 2.0D | FM - DONKIN |  | 0 | 0
355SM2.0DP | 355 Diam Melinex Silencer 2.0D Podded | FM - DONKIN |  | 0 | 0
355T600. | 355 Diam Tube Silencer 600L | FM - TUBES |  | 0 | 0
363PM | 3kW 6P 380V Pad Mount Motor |  |  | 0 | 0
380W, 230V, 800m3/hr, 75lt | Evaporative Air Cooler: 3 Speed |  |  | 0 | 0
3kW VSD | 3kW Variable Speed Controller | VSD |  | 0 | 0
3kW VSD ENC. | 3kW Variable Speed Enclosure | VSD |  | 0 | 0
3mm gal plt - Program 1 | program 1 |  |  | 4 | 0
3mm galv plt | Mounting feet |  |  | 5 | 0
3mm galv plt - Bracket | Bracket |  |  | 2 | 0
3mm plt - program 2 | Program 2 |  |  | 4 | 0
4 kW 2P 112M | 3Ph 380-400-415 Standard Efficiency IC418 - TEAO - B30L(D) | FM - MOTORS |  | 1 | 0
4.03 | Ablution ventilation |  |  | 0 | 0
400053 | 25A TIP HOLDER M6 | CONSUMABLES |  | 30 | 0
400080 | TB 250 SHROUD | CONSUMABLES |  | 30 | 0
400184 | LINER 1.00MM AND 1.2MM 4 METRE | CONSUMABLES |  | 6 | 0
400220VSD | 420kW 220V VSD |  |  | 0 | 0
400238 | CONTACT TIP BNZ STYLE M6 1.0MM | CONSUMABLES |  | 30 | 0
400BS | Bird Screen |  |  | 0 | 0
400C400 | 400 Casing x 400mm Long - DO NOT DRILL MOTOR AND BRACKET HOLES | FM - CFW FANS |  | 12 | 0
400CF | 400 Diam Counter Flange | FM - CFLANGE |  | 56 | 0
400CFUG | 400 Diam Counter Flange Ungalvanised | FM - CFLANGE |  | 84 | 0
400FC | 400 Diam Flexible Connection | FM - DONKIN |  | 16 | 0
400HVJ-2S | 400 Diam Vertical Discharge Unit | FM - DONKIN |  | 0 | 0
400HVJ-2SB | 400 Diam Vertical Discharge BASE | FM - DONKIN |  | 0 | 0
400MBP02 | 1-0350-240 P02 - 400 Motor Bracket |  |  | 304 | 0
400MF | 400 Diam Mounting Feet | FM - MFEET |  | 0 | 0
400MFUG | 400 Diam Mounting Feet Ungalvanised | FM - MFEET |  | 0 | 0
400PLT400-2MM | 400 Casing Sheet - 1262 x 400 - 2mm | CASING |  | 10 | 0
400S1.0D | 400 Diam Silencer 1.0D | FM - DONKIN |  | 0 | 0
400S1.0DP | 400 Diam Silencer 1.0D Podded | FM - DONKIN |  | 0 | 0
400S1.5D | 400 Diam Silencer 1.5D | FM - DONKIN |  | 0 | 0
400S1.5DP | 400 Diam Silencer 1.5D Podded | FM - SILENCER |  | 0 | 0
400S2.0D | 400 Diam Silencer 2.0D | FM - DONKIN |  | 0 | 0
400S2.0DP | 400 Diam Silencer 2.0D Podded | FM - SILENCER |  | 5 | 0
400SC | 400 Diam Side Screen | FM - DONKIN |  | 4 | 0
400SM1.0D | 400 Diam Melinex Silencer 1.0D | FM - DONKIN |  | 0 | 0
400SM1.0DP | 400 Diam Melinex Silencer 1.0D Podded | FM - DONKIN |  | 0 | 0
400SM1.5D | 400 Diam Melinex Silencer 1.5D | FM - DONKIN |  | 0 | 0
400SM1.5DP | 400 Diam Melinex Silencer 1.5D Podded | FM - DONKIN |  | 2 | 0
400SM2.0D | 400 Diam Melinex Silencer 2.0D | FM - DONKIN |  | 0 | 0
400SM2.0DP | 400 Diam Melinex Silencer 2.0D Podded | FM - DONKIN |  | 0 | 0
400WL | Weather Louvre |  |  | 0 | 0
400X400WL | Weather Louvre NS |  |  | 0 | 0
40301 | E 254 M ATEX II 2G/D h T3/125 X Gb/Db | FM - VORTICE |  | 0 | 0
40302 | E 304 M ATEX II 2G/D h T3/125 X Gb/Db | FM - VORTICE |  | 0 | 0
40304 | E 354 M ATEX II 2G/D h T3/125 X Gb/Db | FM - VORTICE |  | 0 | 0
40306 | E 404 M ATEX II 2G/D h T3/125 X Gb/Db | FM - VORTICE |  | 2 | 0
40308 | E 454 M ATEX II 2G/D h T3/125 X Gb/Db | FM - VORTICE |  | 1 | 0
40309 | E 254 T ATEX II 2G/D h T3/125 X Gb/Db | FM - VORTICE |  | 1 | 0
40310 | E 304 T ATEX II 2G/D h T3/125 X Gb/Db | FM - VORTICE |  | 3 | 0
40313 | E 354 T ATEX II 2G/D h T3/125 X Gb/Db | FM - VORTICE |  | 1 | 0
40314 | E404 T ATEX | FM - VORTICE |  | 1 | 0
40315 | E 454 T ATEX II 2G/D h T3/125 X Gb/Db | FM - VORTICE |  | 0 | 0
40316 | E 504 T ATEX II 2G/D h T3/125 X Gb/Db | FM - VORTICE |  | 7 | 0
40317 | E 604 T ATEX II 2G/D h T3/125 X Gb/Db | FM - VORTICE |  | 0 | 0
4032+0037 | SPARE MOTOR SIZE 90 - 2.2kW 2 POLI - 230V-50Hz SINGLE-PHASE -CL.F TROP. IP55 + PTO |  |  | 0 | 0
40322 | E 354 M ATEX II 2G/D h T3/125 X Gb/Db | FM - VORTICE |  | 1 | 0
40324 | E 454 M ATEX II 2G/D h T3/125 X Gb/Db | FM - VORTICE |  | 1 | 0
40329 | E 454 T ATEX II 2G/D h T3/125 X Gb/Db | FM - VORTICE |  | 2 | 0
42116 | BD 12/12 T6 1.1KW 251520160 | FM - VORTICE |  | 8 | 0
42227 | A-E 304 T | FM - VORTICE |  | 1 | 0
42259 | A-E 354 T | FM - VORTICE |  | 1 | 0
423PM | 4kW 2P 380V Pad Mount Motor | FM - MOTORS |  | 24 | 0
44.13.0010 | Round Terminal Block | FM - MOTORS |  | 100 | 0
443FM | 4KW 4 D112 ALU Foot 400V IE1 SN: | FM - MOTORS |  | 2 | 0
443PM | 4kW 4P 380V Pad Mount Motor | FM - MOTORS |  | 40 | 0
450CF | 450 Diam Counter Flange | FM - DONKIN |  | 0 | 0
450FC | 450 Diam Flexible Connection | FM - DONKIN |  | 0 | 0
450HVJ-2S | 450 Diam Vertical Discharge Unit | FM - DONKIN |  | 0 | 0
450HVJ-2SB | 450 Diam Vertical Discharge BASE | FM - DONKIN |  | 0 | 0
450MF | 450 Diam Mounting Feet | FM - DONKIN |  | 0 | 0
450S1.0D | 450 Diam Silencer 1.0D | FM - DONKIN |  | 0 | 0
450S1.0DP | 450 Diam Silencer 1.0D Podded | FM - DONKIN |  | 0 | 0
450S1.5D | 450 Diam Silencer 1.5D | FM - DONKIN |  | 0 | 0
450S1.5DP | 450 Diam Silencer 1.5D Podded | FM - DONKIN |  | 0 | 0
450S2.0D | 450 Diam Silencer 2.0D | FM - DONKIN |  | 0 | 0
450S2.0DP | 450 Diam Silencer 2.0D Podded | FM - DONKIN |  | 0 | 0
450SM1.0D | 450 Diam Melinex Silencer 1.0D | FM - DONKIN |  | 0 | 0
450SM1.0DP | 450 Diam Melinex Silencer 1.0D Podded | FM - DONKIN |  | 0 | 0
450SM1.5D | 450 Diam Melinex Silencer 1.5D | FM - DONKIN |  | 0 | 0
450SM1.5DP | 450 Diam Melinex Silencer 1.5D Podded | FM - DONKIN |  | 0 | 0
450SM2.0D | 450 Diam Melinex Silencer 2.0D | FM - DONKIN |  | 0 | 0
450SM2.0DP | 450 Diam Melinex Silencer 2.0D Podded | FM - DONKIN |  | 0 | 0
46000 | PRA GLAND FLP Exde BRASS CPR N0S M20 |  |  | 8 | 0
460CF | 460 Diam Counter Flanges | Accessories |  | 2 | 0
460MF | 460 Diam Mounting Feet | Accessories |  | 4 | 0
463PM | 4kW 6P 380V Pad Mount Motor |  |  | 0 | 0
480CF | Counter Flanges |  |  | 0 | 0
480MF | Mounting Feet |  |  | 0 | 0
49111090 | CATALOGO | FM - SODECA |  | 1 | 0
4kW VSD | 4kW Variable Speed Controller | VSD |  | 0 | 0
4kW VSD ENC. | 4kW Variable Speed Enclosure | VSD |  | 0 | 0
4mm Grub Screw | 4mm Grub Screw | FASTENERS |  | 10 | 0
4mm plt | 1000 Flanges Special request |  |  | 3 | 0
5.523FM | 5.5KW 2P 400V FOOT MOUNT MOTOR | FM - MOTORS |  | 3 | 0
5.523PM | 5.5 kW 2P 380V Pad Mount Motor | FM - MOTORS |  | 5 | 0
5.543PM | 5.5kW 4P 380V Pad Mount Motor | FM - MOTORS |  | 13 | 0
5.563PM | 5.5kW 6P 380V Pad Mount Motor |  |  | 0 | 0
5.5kW VSD | 5.5kW Variable Speed Controller | VSD |  | 0 | 0
5.5kW VSD ENC. | 5kW Variable Speed Enclosure | VSD |  | 0 | 0
50 duct | 500mm 5meter |  |  | 0 | 0
500 SC | 500 Diam Side Screen (HOT DEEP GALV) |  |  | 8 | 0
500/560WC | 500/560 Wall Cowl |  |  | 0 | 0
500220VSD | 520kW 220V VSD |  |  | 0 | 0
500BS | Bird Screen |  |  | 0 | 0
500C400 | 500 Casing x 400mm Long - DO NOT DRILL MOTOR AND BRACKET HOLES | FM - CFW FANS |  | 12 | 0
500CF | 500 Diam Counter Flange | FM - CFLANGE |  | 25 | 0
500CFUG | 500 Diam Counter Flange Ungalvanised | FM - CFLANGE |  | 20 | 0
500FC | 500 Diam Flexible Connection | FM - DONKIN |  | 16 | 0
500HVJ-2S | 500 Diam Vertical Discharge Unit | FM - DONKIN |  | 0 | 0
500HVJ-2SB | 500 Diam Vertical Discharge BASE | FM - DONKIN |  | 0 | 0
500IM | Spare Impeller | FM - DONKIN |  | 3 | 0
500IM & 0.55kW 6 Pole 380V | Impeller & Motor Assembly |  |  | 0 | 0
500MBP03 | 1-0350-240 P03 - 500 Motor Bracket |  |  | 232 | 0
500MF | 500 Diam Mounting Feet | FM - MFEET |  | 0 | 0
500MFUG | 500 Diam Mounting Feet Ungalvanised | FM - MFEET |  | 18 | 0
500PLT400-2MM | 500 Casing Sheet - 1579 x 400 - 2mm | CASING |  | 6 | 0
500PLT400-3MM | 500 Casing Sheet - 1579 x 400 - 3mm | CASING |  | 6 | 0
500PLT500-3MM | 500 Casing Sheet - 1579 x 500 - 3mm | CASING |  | 0 | 0
500S1.0D | 500 Diam Silencer 1.0D | FM - DONKIN |  | 0 | 0
500S1.0DP | 500 Diam Silencer 1.0D Podded | FM - DONKIN |  | 0 | 0
500S1.5D | 500 Diam Silencer 1.5D | FM - DONKIN |  | 0 | 0
500S1.5DP | 500 Diam Silencer 1.5D Podded | FM - SILENCER |  | 2 | 0
500S2.0D | 500 Diam Silencer 2.0D | FM - DONKIN |  | 0 | 0
500S2.0DP | 500 Diam Silencer 2.0D Podded | FM - SILENCER |  | 5 | 0
500SC- | Screen |  |  | 0 | 0
500SM1.0D | 500 Diam Melinex Silencer 1.0D | FM - DONKIN |  | 0 | 0
500SM1.0DP | 500 Diam Melinex Silencer 1.0D Podded | FM - DONKIN |  | 0 | 0
500SM1.5D | 500 Diam Melinex Silencer 1.5D | FM - DONKIN |  | 0 | 0
500SM1.5DP | 500 Diam Melinex Silencer 1.5D Podded | FM - DONKIN |  | 0 | 0
500SM2.0D | 500 Diam Melinex Silencer 2.0D | FM - DONKIN |  | 0 | 0
500SM2.0DP | 500 Diam Melinex Silencer 2.0D Podded | FM - DONKIN |  | 2 | 0
500mm Zinc - | Zinc Filter Clips |  |  | 48 | 0
500mm Zinz - | Zinc Filter Clips |  |  | 0 | 0
502203527 | MBP 35 2T c/w 2.2Kw 2880rpm 380V Motor |  |  | 0 | 0
51070 | PRA REDUCER FLP Ex d/e 32M-25F |  |  | 4 | 0
535CFUG | 535 Diam Counter Flange Ungalvanised | FM - CFLANGE |  | 4 | 0
549CFUG - B | 549 Diam Counter Flange Ungalvanised - Buffalo | FM - DONKIN |  | 20 | 0
560 20.D.8 | Spare Impeller | Accessories |  | 1 | 0
560 FB | Filter Box |  |  | 0 | 0
560/150/10 SI | Spare Impeller (560mm 'B' 150A10AR 19mm 080Frame Deg 21 DEG - FM3181) | Accessories |  | 1 | 0
560CF | 560 Diam Counter Flange | FM - CFLANGE |  | 9 | 0
560CFUG | 560 Diam Counter Flange Ungalvanised | FM - CFLANGE |  | 18 | 0
560DC | Discharge Cowl |  |  | 0 | 0
560FC | 560 Diam Flexible Connection | FM - DONKIN |  | 0 | 0
560HVJ-2S | 560 Diam Vertical Discharge Unit | FM - DONKIN |  | 7 | 0
560HVJ-2SB | 560 Diam Vertical Discharge BASE | FM - DONKIN |  | 0 | 0
560IMP | Impeller 560/250/14 Aluminum - 20 deg pitch, Form B, 24mm Bore | Accessories |  | 2 | 0
560LS | Louvre Shutter |  |  | 0 | 0
560MBP04 | 1-0350-240 P04 - 560 Motor Bracket |  |  | 244 | 0
560MF | 560 Diam Mounting Feet | FM - MFEET |  | 0 | 0
560MFUG | 560 Diam Mounting Feet Ungalvanised | FM - MFEET |  | 0 | 0
560PLT400-2MM | 560 Casing Sheet - 1767 x 400 - 2mm | CASING |  | 6 | 0
560PLT400-3MM | 560 Casing Sheet - 1767 x 400 - 3mm | CASING |  | 7 | 0
560PLT500-3MM | 560 Casing Sheet - 1767 x 500 - 3mm | CASING |  | 0 | 0
560S1.0D | 560 Diam Silencer 1.0D | FM - DONKIN |  | 0 | 0
560S1.0DP | 560 Diam Silencer 1.0D Podded | FM - DONKIN |  | 0 | 0
560S1.5D | 560 Diam Silencer 1.5D | FM - DONKIN |  | 2 | 0
560S1.5DP | 560 Diam Silencer 1.5D Podded | FM - SILENCER |  | 0 | 0
560S2.0D | 560 Diam Silencer 2.0D | FM - DONKIN |  | 0 | 0
560S2.0DP | 560 Diam Silencer 2.0D Podded | FM - DONKIN |  | 2 | 0
560SC | Screen | FM - DONKIN |  | 15 | 0
560SM1.0D | 560 Diam Melinex Silencer 1.0D | FM - DONKIN |  | 0 | 0
560SM1.0DP | 560 Diam Melinex Silencer 1.0D Podded | FM - DONKIN |  | 0 | 0
560SM1.5D | 560 Diam Melinex Silencer 1.5D | FM - DONKIN |  | 0 | 0
560SM1.5DP | 560 Diam Melinex Silencer 1.5D Podded | FM - DONKIN |  | 6 | 0
560SM2.0D | 560 Diam Melinex Silencer 2.0D | FM - DONKIN |  | 0 | 0
560SM2.0DP | 560 Diam Silencer Melinex 2.0D Podded | FM - SILENCER |  | 4 | 0
560WC | Wall Cowl & Screen |  |  | 0 | 0
600 X 600 | Sand Trap Air Louver |  |  | 0 | 0
600/150 | 150NB T600 RINGS CUT IN ORDER TO MACHINE FLANGES |  |  | 6 | 0
600WC | Wall Cowl & Screen |  |  | 0 | 0
600WL | Weather Louvre |  |  | 0 | 0
6038M104 | AT18/18 AR 035 PHASE | FM - NICOTRA |  | 4 | 0
610303 | DD 7-7 - 610303 - 62W 6P 230V-1Ph | FM - NICOTRA |  | 0 | 0
610318 | DD 12/9 - 610318 - 1100W 6P 400V - 3Ph | FM - NICOTRA |  | 0 | 0
610633 | DD 7/7 - 610633 - 147W 4P 230V-1Ph | FM - NICOTRA |  | 3 | 0
630 | 630mm Fan Guard |  |  | 0 | 0
630 IC | Inlet Cone c/w Screen |  |  | 0 | 0
630 Screen | Majax-2 Screen | FM - DONKIN |  | 0 | 0
630-1000AVMS | 630 to 1000 NDB GREEN Neoprene Floor Mounts | FM - DONKIN |  | 564 | 0
630.20.D.4 | Spare Impeller | FM - DONKIN |  | 1 | 0
630/150/10 SI | Spare Impeller (0630mm 'B' 150A10AR 24mm 090Frame Deg 35 DEG - FM3180) | Accessories |  | 1 | 0
630/150/5 SI | Spare Impeller | FM - DONKIN |  | 4 | 0
630/150/6 SI | Spare Impeller |  |  | 0 | 0
630/250/7SI | Spare Impeller | Accessories |  | 0 | 0
630/3/6 | UV 630/3/6 c/w 1.5 kW 6 Pole 380V | FM - DONKIN |  | 1 | 0
630CF | 630 Diam Counter Flange | FM - CFLANGE |  | 0 | 0
630CFUG | 630 Diam Counter Flange Ungalvanised | FM - CFLANGE |  | 41 | 0
630FC | 630 Diam Flexible Connection | FM - DONKIN |  | 12 | 0
630HD | 630mm Horizontal Discharge Unit with flange and mesh | FM - DONKIN |  | 1 | 0
630HVJ-2S | 630 Diam Vertical Discharge Unit | FM - DONKIN |  | 3 | 0
630HVJ-2SB | 630 Diam Vertical Discharge BASE | FM - DONKIN |  | 0 | 0
630MB | 630 Impeller - Balance and Machine |  |  | 1 | 0
630MBP05 | 1-0350-240 P05 - 630 Motor Bracket |  |  | 188 | 0
630MF | 630 Diam Mounting Feet | FM - MFEET |  | 0 | 0
630MFUG | 630 Diam Mounting Feet Ungalvanised | FM - MFEET |  | 27 | 0
630MV112P | Minevent 630 c/w 11kw 2P 400V |  |  | 0 | 0
630PLT400-2MM | 630 Casing Sheet - 1987 x 400 - 2mm | CASING |  | 3 | 0
630PLT400-3MM | 630 Casing Sheet - 1987 x 400 - 3mm | CASING |  | 8 | 0
630PLT500-3MM | 630 Casing Sheet - 1987 x 500 - 3mm | CASING |  | 0 | 0
630S1.0D | 630 Diam Silencer 1.0D | FM - DONKIN |  | 0 | 0
630S1.0DP | 630 Diam Silencer 1.0D Podded | FM - DONKIN |  | 0 | 0
630S1.5D | 630 Diam Silencer 1.5D | FM - DONKIN |  | 0 | 0
630S1.5DP | 630 Diam Silencer 1.5D Podded | FM - SILENCER |  | 0 | 0
630S2.0D | 630 Diam Silencer 2.0D | FM - DONKIN |  | 0 | 0
630S2.0DP | 630 Diam Silencer 2.0D Podded | FM - DONKIN |  | 0 | 0
630SC | Screen |  |  | 2 | 0
630SM1.0D | 630 Diam Melinex Silencer 1.0D | FM - DONKIN |  | 0 | 0
630SM1.0DP | 630 Diam Melinex Silencer 1.0D Podded | FM - DONKIN |  | 0 | 0
630SM1.5D | 630 Diam Melinex Silencer 1.5D | FM - DONKIN |  | 2 | 0
630SM1.5DP | 630 Diam Melinex Silencer 1.5D Podded | FM - DONKIN |  | 9 | 0
630SM2.0D | 630 Diam Melinex Silencer 2.0D | FM - DONKIN |  | 0 | 0
630SM2.0DP | 630 Diam Melinex Silencer 2.0D Podded | FM - DONKIN |  | 4 | 0
630WC | Wall Cowl & Screen | FM - DONKIN |  | 1 | 0
650503207000 | BEARING 3207 2RS |  |  | 0 | 0
6DA005KZZ000000 | DDMP 8/9 T M6A1 DA5 | FM - NICOTRA |  | 0 | 0
6DB0046ZZ0000000 | DDMP 10/8 M6A4 DA8 | FM - NICOTRA |  | 0 | 0
6E21001 | RDHEO/0180 | FM - NICOTRA |  | 1 | 0
6H2108DZZ0000000 | RDH 710 K2 | Nicotra |  | 0 | 0
6M020K | DDM 9/7 6M020K - 300W 4P 400V-3Ph | FM - NICOTRA |  | 0 | 0
6M020M | DDM 9/7 - 6M020M - 550W 4P 230V-1Ph | FM - NICOTRA |  | 0 | 0
6M02149B | DDM 10/10 3F 6P 550W | FM - NICOTRA |  | 0 | 0
6M0247 | DDM 9/7 - 6M0247 - 200W 6P 230V-1Ph | FM - NICOTRA |  | 0 | 0
6M0299 | DDM 7/7 - 6M0299 - 300W 4P 230V-1Ph | FM - NICOTRA |  | 0 | 0
6M02H0 | DDM 10/10 - 6M02H0 - 600W 4P 220V-1Ph | FM - NICOTRA |  | 0 | 0
6M02H4 | DDM 10/8 - 6M02H4 - 550W 4P 230V-1Ph | FM - NICOTRA |  | 4 | 0
6M02H5 | DDM 10/8 - 6M02H5 - 600W 4P 380V | FM - NICOTRA |  | 0 | 0
6M02P4 | DDM 10/10 - 6M02P4 - 550W 4P 230V-1Ph | FM - NICOTRA |  | 1 | 0
6M02R7 | DDM 10/10 - 6M02R7 - 500W 6P 230V-1Ph | FM - NICOTRA |  | 6 | 0
6M02R9 | DDM 9/9 - 6M02R9 - 550W 4P 220V-1Ph | FM - NICOTRA |  | 7 | 0
6M0312 | DD 10/8 - 6M0312 - 245W 6P 220V - 1Ph | FM - NICOTRA |  | 0 | 0
6M04A4/01 | DDMP 10/10 230V |  |  | 0 | 0
6M04A5 | DDMP8/7 | FM - NICOTRA |  | 0 | 0
6M0607 | DD 12/9 - 6M0607 - 590W 6P 400V - 3Ph | FM - NICOTRA |  | 3 | 0
6M061U | DD 10/10 - 6M061U - 550W 6P 220V - 1Ph | FM - NICOTRA |  | 0 | 0
6M0629 | DD 9/7 - 6M0629 - 373W 4P 220V - 13Ph | FM - NICOTRA |  | 17 | 0
6M0631 | DD 10/8 - 6M0631 - 373W 4P 220V - 1Ph | FM - NICOTRA |  | 3 | 0
6M066N | DD 9/9 - 6M066N - 550W 4P 220V - 1Ph | FM - NICOTRA |  | 0 | 0
6M0679 | DD 10/10 - 6M0679 - 500W - 6P 220V - 1Ph | FM - NICOTRA |  | 16 | 0
6M0690 | DD 9/7 - 6M0690 - 245W 6P 220V - 13Ph | FM - NICOTRA |  | 0 | 0
6M0697 | DD 9/9 - 6M0697 - 300W 4P 220V - 1Ph | FM - NICOTRA |  | 0 | 0
6M0698 | DD 9/9 - 6M0698 - 248W 6P 220V - 1Ph | FM - NICOTRA |  | 0 | 0
6M06WA | DD9/9 4PIP - 370W | FM - NICOTRA |  | 7 | 0
6N02R9 | DDM 9/9 - 6N02R9 - 550W 4P 220V-1Ph | FM - NICOTRA |  | 0 | 0
6N02XF | DDM 10/10 E6G2503 1F 4P 1V | FM - NICOTRA |  | 10 | 0
6N0320 | DD 12/12 - 6N0320 - 1100W 6P 400V 3Ph | FM - NICOTRA |  | 0 | 0
6X4 HOT RUBBER CBK | 6X4 HOT RUBBER CBK |  |  | 10 | 0
6mmEW | End Washer - 43mm OD and 6mm ID - Plated |  |  | 16 | 0
7.523PM | 7.5kW 2P 38V Pad Mount Motor | FM - MOTORS |  | 5 | 0
7.52FM | 7.5KW 2P 400V FOOT | FM - MOTORS |  | 1 | 0
7.543FM | 7.5kW 4P 400V B3 Alum QL3 Foot Mount | FM - MOTORS |  | 6 | 0
7.543PM | 7.5kW 4P 380V Pad Mount Motor | FM - MOTORS |  | 12 | 0
7.5kW | 4Pole 380V IE1 B3 Cast Iron Foot Mount | FM - MOTORS |  | 0 | 0
7000034 | CDC 100 - 7000034 - CDC 100C | FM - OSTBERG |  | 6 | 0
7000037 | CDC 125 - 7000037 - CDC 125C | FM - OSTBERG |  | 0 | 0
7000043 | CDC 150 - 7000043 - CDC 150C | FM - OSTBERG |  | 0 | 0
7000048 | CDC 160 - 7000048 - CDC160B | FM - OSTBERG |  | 3 | 0
7000053 | CDC 200/0.8 - 7000053 - CDC200A | FM - OSTBERG |  | 3 | 0
7000057 | CDC 200/0.8 - 7000057 - CDC200B | FM - OSTBERG |  | 0 | 0
7000059 | CDC 250 - 7000059 - CDC250C | FM - OSTBERG |  | 0 | 0
7000067 | CDC315 - 7000067 - CDC315B | FM - OSTBERG |  | 2 | 0
7000072 | CDC315 - 7000072 - CDC315C | FM - OSTBERG |  | 5 | 0
7000073 | LT6 - 6Amps | FM - OSTBERG |  | 0 | 0
7000074 | LT10 - 10 Amps | FM - OSTBERG |  | 21 | 0
71 FR 13.8 | 71 Motor frame - 13.8 mm OD spacer | FM - WORKS |  | 51 | 0
710 B | Blades | FM - DONKIN |  | 0 | 0
710 LS | Weather Louvre |  |  | 0 | 0
710 SI | Spare Impeller | Accessories |  | 2 | 0
710/150/10 SI | Spare Impeller (710mm 'B' 150A10AR 28mm 100Frame 37 DEG - FM3173 | Accessories |  | 5 | 0
710CF | 710 Diam Counter Flange | FM - CFLANGE |  | 47 | 0
710CFUG | 710 Diam Counter Flange Ungalvanised | FM - CFLANGE |  | 18 | 0
710FC | 710 Diam Flexible Connection | FM - DONKIN |  | 0 | 0
710HVJ-2S | 710 Diam Vertical Discharge Unit | FM - DONKIN |  | 0 | 0
710HVJ-2SB | 710 Diam Vertical Discharge BASE | FM - DONKIN |  | 0 | 0
710IC | Majax Inlet Cone c/w Screen |  |  | 0 | 0
710MBP06 | 1-0350-240 P06 - 710 Motor Bracket |  |  | 144 | 0
710MF | 710 Diam Mounting Feet | FM - MFEET |  | 0 | 0
710MFUG | 710 Diam Mounting Feet Ungalvanised | FM - MFEET |  | 27 | 0
710PLT400-2MM | 710 Casing Sheet - 2238 x 400 - 2mm | CASING |  | 3 | 0
710PLT400-3MM | 710 Casing Sheet - 2238 x 400 - 3mm | CASING |  | 7 | 0
710PLT500-3MM | 710 Casing Sheet - 2238 x 500 - 3mm | CASING |  | 0 | 0
710S1.0D | 710 Diam Silencer 1.0D | FM - DONKIN |  | 0 | 0
710S1.0DP | 710 Diam Silencer 1.0D Podded | FM - DONKIN |  | 0 | 0
710S1.5D | 710 Diam Silencer 1.5D | FM - DONKIN |  | 0 | 0
710S1.5DP | 710 Diam Silencer 1.5D Podded | FM - SILENCER |  | 0 | 0
710S2.0D | 710 Diam Silencer 2.0D | FM - DONKIN |  | 0 | 0
710S2.0DP | 710 Diam Silencer 2.0D Podded | FM - DONKIN |  | 0 | 0
710SC | Side Screen |  |  | 10 | 0
710SM1.0D | 710 Diam Melinex Silencer 1.0D | FM - DONKIN |  | 0 | 0
710SM1.0DP | 710 Diam Melinex Silencer 1.0D Podded | FM - DONKIN |  | 0 | 0
710SM1.5D | 710 Diam Melinex Silencer 1.5D | FM - DONKIN |  | 0 | 0
710SM1.5DP | 710 Diam Melinex Silencer 1.5D Podded | FM - SILENCER |  | 17 | 0
710SM2.0D | 710 Diam Melinex Silencer 2.0D | FM - DONKIN |  | 0 | 0
710SM2.0DP | 710 Diam Melinex Silencer 2.0D Podded | FM - DONKIN |  | 0 | 0
710WC | Wall Cowl & Screen | FM - DONKIN |  | 6 | 0
71848 | PRA REDUCER STD BRASS 40M - 25F |  |  | 4 | 0
73-18 | YCI607A HELLEMON T : RED HANDLE WIRE STRIPPER | FM - WORKS |  | 1 | 0
73-191 | HYAC5 CRIMP TOOL B : BOOTLACE CRIMPER | FM - WORKS |  | 1 | 0
734SSC | 734 Special Screen - Hot Dip Galvinised |  |  | 11 | 0
762-37 | 762mm 37kw 2P 525V Flameproof Auxiliary Fan |  |  | 0 | 0
762-45 | 762mm 45KW 2P 525V Flameproof Auxiliary Fan |  |  | 0 | 0
762Assembly | 762 Assembly, and Miscellaneous |  |  | 0 | 0
762Flame | 762 Flameproof Track |  |  | 0 | 0
762Grille | 762 Grille |  |  | 0 | 0
762IMP | 762 Impeller |  |  | 0 | 0
762Silenced- Motor | 762 Silenced Motor Barrel |  |  | 0 | 0
762Silenced-Stator | 762 Silenced Stator Barrel c/w Stator |  |  | 0 | 0
77521 | AT 7/7 SC - Single Unit | FM - NICOTRA |  | 5 | 0
7mmEW | End Washer - 43mm OD and 7mm ID - Plated |  |  | 14 | 0
8-188 | CABTYRE - 4MM X 4C CABTYRE CUT PE |  |  | 10 | 0
80 FR 18.8 | 80 Motor Frame - 18.8 mm OD Spacer | FM - WORKS |  | 41 | 0
800/150/10 SI | Spare Impeller (800mm 'B' 150A10AR 28mm 100Frame 27 DEG - FM3176) | Accessories |  | 1 | 0
8005LSW03000300 | Grille LS 0300x0300 White for fans 200-250-300 | Accessories |  | 2 | 0
800CF | 800 Diam Counter Flange | FM - CFLANGE |  | 192 | 0
800CFUG | 800 Diam Counter Flange Ungalvanised | FM - CFLANGE |  | 40 | 0
800FC | 800 Diam Flexible Connection | FM - DONKIN |  | 0 | 0
800HVJ-2S | 800 Diam Vertical Discharge Unit | FM - DONKIN |  | 2 | 0
800HVJ-2SB | 800 Diam Vertical Discharge BASE | FM - DONKIN |  | 0 | 0
800IC | Inlet Cone | FM - DONKIN |  | 0 | 0
800IMP | Spare Impeller |  |  | 0 | 0
800MBP07 | 1-0350-240 P07 - 800 Motor Bracket | FM - CASING |  | 127 | 0
800MF | 800 Diam Mounting Feet | FM - MFEET |  | 52 | 0
800MFUG | 800 Diam Mounting Feet Ungalvanised | FM - MFEET |  | 22 | 0
800PLT400-2MM | 800 Casing Sheet - 2521 x 400 - 2mm | CASING |  | 6 | 0
800PLT400-3MM | 800 Casing Sheet - 2521 x 400 - 3mm | CASING |  | 7 | 0
800PLT400-3MM. | 800 Casing Sheet - 2528 x 400 - 3mm | CASING |  | 0 | 0
800PLT500-2MM | 800 Casing Sheet - 2521 x 500 - 2mm | CASING |  | 1 | 0
800PLT500-3MM | 800 Casing Sheet - 2521 x 500 - 3mm | CASING |  | 6 | 0
800S | 800mm dia Fan Guard - Hot Dip Galvanised | FM - DONKIN |  | 10 | 0
800S1.0D | 800 Diam Silencer 1.0D | FM - DONKIN |  | 0 | 0
800S1.0DP | 800 Diam Silencer 1.0D Podded | FM - DONKIN |  | 16 | 0
800S1.5D | 800 Diam Silencer 1.5D | FM - DONKIN |  | 0 | 0
800S1.5DP | 800 Diam Silencer 1.5D Podded | FM - DONKIN |  | 0 | 0
800S2.0D | 800 Diam Silencer 2.0D | FM - DONKIN |  | 0 | 0
800S2.0DP | 800 Diam Silencer 2.0D Podded | FM - DONKIN |  | 0 | 0
800SAP | 800mm Diam podded silencer 1400 Long |  |  | 0 | 0
800SC | Screen |  |  | 0 | 0
800SM1.0D | 800 Diam Melinex Silencer 1.0D | FM - DONKIN |  | 0 | 0
800SM1.0DP | 800 Diam Melinex Silencer 1.0D Podded | FM - DONKIN |  | 0 | 0
800SM1.5D | 800 Diam Melinex Silencer 1.5D | FM - DONKIN |  | 1 | 0
800SM1.5DP | 800 Diam Melinex Silencer 1.5D Podded | FM - DONKIN |  | 2 | 0
800SM2.0D | 800 Diam Melinex Silencer 2.0D | FM - DONKIN |  | 0 | 0
800SM2.0DP | 800 Diam Melinex Silencer 2.0D Podded | FM - DONKIN |  | 0 | 0
800WC | 800 Wall Cowl Galvanized | FM - DONKIN |  | 2 | 0
800mm Dia | Casing, Impeller and Brackets | FM - DONKIN |  | 0 | 0
8220000263 | 8UFAFCAP - Capacitor |  |  | 12 | 0
830SAP | 830mm Diam podded silencer 1400 Long |  |  | 0 | 0
85X3SPA | PULLEY FRICTION BELT V-WEDGE 3 GROOVE SPA 1210 TAPER 85MM FENNER |  |  | 2 | 0
9.223PM | 9.2kW 2P 380V Pad Mount Motor | FM - MOTORS |  | 0 | 0
9.243PM | 9.2kW 4P 380V Pad Mount Motor | FM - MOTORS |  | 1 | 0
90 FR 23.8 | 90 Motor Frame - 23.8 mm OD Spacer | FM - WORKS |  | 25 | 0
9000004 | CFD ANALYSIS |  |  | 0 | 0
9000007 | EXTENDED WARRANTY | FM - SODECA |  | 1 | 0
900CF | 900 Diam Counter Flange | FM - CFLANGE |  | 6 | 0
900CFUG | 900 Diam Counter Flange Ungalvanised | FM - DONKIN |  | 9 | 0
900FC | 900 Diam Flexible Connection | FM - DONKIN |  | 0 | 0
900HVJ-2S | 900 Diam Vertical Discharge Unit | FM - DONKIN |  | 50 | 0
900HVJ-2SB | 900 Diam Vertical Discharge BASE | FM - DONKIN |  | 0 | 0
900Impeller | Majax-2 900.32.E.8 Spare Impeller | FM - DONKIN |  | 1 | 0
900MBP08 | 1-0350-240 P08 - 900 Motor Bracket | FM - CASING |  | 44 | 0
900MF | 900 Diam Mounting Feet | FM - MFEET |  | 16 | 0
900MFUG | 900 Diam Mounting Feet Ungalvanised | FM - MFEET |  | 15 | 0
900PLT400-3MM | 900 Casing Sheet - 2839 x 400 - 3mm | CASING |  | 0 | 0
900PLT500-3MM | 900 Casing Sheet - 2839 x 500 - 3mm | CASING |  | 5 | 0
900S1.0D | 900 Diam Silencer 1.0D | FM - DONKIN |  | 0 | 0
900S1.0DP | 900 Diam Silencer 1.0D Podded | FM - DONKIN |  | 0 | 0
900S1.5D | 900 Diam Silencer 1.5D | FM - DONKIN |  | 0 | 0
900S1.5DP | 900 Diam Silencer 1.5D Podded | FM - DONKIN |  | 0 | 0
900S2.0D | 900 Diam Silencer 2.0D | FM - DONKIN |  | 2 | 0
900S2.0DP | 900 Diam Silencer 2.0D Podded | FM - DONKIN |  | 1 | 0
900SC | Screen | FM - DONKIN |  | 1 | 0
900SM1.0D | 900 Diam Melinex Silencer 1.0D | FM - DONKIN |  | 0 | 0
900SM1.0DP | 900 Diam Melinex Silencer 1.0D Podded | FM - DONKIN |  | 0 | 0
900SM1.5D | 900 Diam Melinex Silencer 1.5D | FM - DONKIN |  | 0 | 0
900SM1.5DP | 900 Diam Melinex Silencer 1.5D Podded | FM - SILENCER |  | 2 | 0
900SM2.0D | 900 Diam Melinex Silencer 2.0D | FM - DONKIN |  | 0 | 0
900SM2.0DP | 900 Diam Melinex Silencer 2.0D Podded | FM - DONKIN |  | 0 | 0
90X2SPZ | Pulley Friction Belt V-wedge 2 Groo |  |  | 4 | 0
90X3SPA | PULLEY FRICTION BELT V-WEDGE 3 GROOVE SPA 1610 TAPER 90MM FENNER |  |  | 2 | 0
950x600x1200 | 950 x 600 x 1200mm Silencer |  |  | 0 | 0
95X3SPA | PULLEY FRICTION BELT V-WEDGE 3 GROOVE SPA 1610 TAPER 95MM FENNER |  |  | 1 | 0
97-32 | PG-16 GLANDS : PG16 POLYMER CABLE GLAND GREY | FM - WORKS |  | 300 | 0
97521 | AT 9/7 SC - Single Unit | FM - NICOTRA |  | 0 | 0
99050-EMB-20-R40 | EMBROIDERY R40 R40 | FM - UNIFORM |  | 14 | 0
99050-EMB-22-R50 | EMBROIDERY R50 R50 | FM - UNIFORM |  | 8 | 0
99521 | AT 9/9 SC - Single Unit | FM - NICOTRA |  | 0 | 0
A) | LDP/400/6/15/B/19mm - 0.75kW 2P | FM - IMPELLER |  | 3 | 0
A/01 | Volume Control Damper & Quad 100mm |  |  | 0 | 0
A/02 | Fire Damper c/w Link & Quad 100mm |  |  | 0 | 0
AA | Volume Control Damper & Quad 100mm |  |  | 0 | 0
ABOVE FANS ARE FOR | ICC BASEMENT PARKING |  |  | 0 | 0
AC AXIAL FAN | 130, 220V, FORM V, KL |  |  | 0 | 0
AC COMPACT FAN | 119X119X38, 220V, GL, PLUG |  |  | 0 | 0
ADRA- | RA 1200(W)*600(H) NS PCW | FM - WORKS |  | 200 | 0
ADSD | SINGLE DEFLECTION GRILLE 625(W)*625(H) OVER FLANGE NATURAL | FM - WORKS |  | 5 | 0
ADWL-- | WL 900(W)*600(H) NS NA |  |  | 0 | 0
ADWL. | WEATHER LOUVRE 520(W)*520(H) OPENING SIZE NATURALLY ANOD | FM - WORKS |  | 7 | 0
AF4.0X4+EWHSL | ALFIX 4.0MM2 4 CORE+E S/LENGHT | FM - WORKS |  | 100 | 0
AIRMAX2-500 | AIRMAX-2.500 W | FM - DONKIN |  | 16 | 0
AIRMAX2-500P | AIRMAX-2.500 P | FM - DONKIN |  | 0 | 0
AIRMAX2-650 | AIRMAX-2.650 W | FM - DONKIN |  | 8 | 0
AIRMAX2-650P | AIRMAX-2.650 P | FM - DONKIN |  | 0 | 0
AIRMAX2-650P.EC | AIRMAX-2.650 P. EC | FM - DONKIN |  | 0 | 0
AIRMAX2-650W | AIRMAX-2.650 W.EC | FM - DONKIN |  | 39 | 0
AIRMAX2-750 | AIRMAX-2.750 W | FM - DONKIN |  | 13 | 0
AIRMAX2-750P | AIRMAX-2.750 P | FM - DONKIN |  | 0 | 0
AIRMAX2-750P.EC | AIRMAX-2.750 P.EC | FM - DONKIN |  | 0 | 0
AIRMAX2-750W | AIRMAX-2.750 W.EC | FM - DONKIN |  | 44 | 0
AIRMAX2-850 | AIRMAX-2.850 W | FM - DONKIN |  | 0 | 0
AIRMAX2-850P | AIRMAX-2.850 P | FM - DONKIN |  | 0 | 0
AT | 3001 ALU FOIL TAPE 48mm X 50m (30 micron) | FM - WORKS |  | 3 | 0
AT 12/9 SC/BD | AT 12/9 SC - Single Unit, Belt drive C/W 4kW 4P 380V FM | FM - NICOTRA |  | 1 | 0
ATT/01 | Attenuator 200x600mm |  |  | 0 | 0
AVMs- | Anti-Vibration Rubber Mounts | FM - DONKIN |  | 0 | 0
AWSL/1/ 600X600)P/0/P1/ | 600 X 600 | Accessories |  | 1 | 0
AWSL/1/1000X500/OP/0/P1/ | 1000 X 500 | Accessories |  | 2 | 0
AXIP450 | TAXIP F300: 450-5-25 | FM - KAYITES |  | 2 | 0
Accounting | Subscription (Accounting) |  |  | 1 | 0
Additional Costs | Material Cutting Cost |  |  | 0 | 0
Airfreight - | Dar Es Salaam |  |  | 9 | 0
Airmax PB | Airmax Poles & Brackets |  |  | 100 | 0
Airmax-2.650.W. | Airmax-2.650.W - Wall Fan - 187 Watts - 230/1/50 - Twin Blade - Black (Pull Cord) |  |  | 0 | 0
Al Blades | Aluminium Blades | FM - IMPELLER |  | 1960 | 0
Al Blanks | Aluminium Blanks | FM - IMPELLER |  | 205 | 0
Assembly | Building Casing & Impeller |  |  | 0 | 0
B) | LDP/315/6/10/B/14mm - 0.55kW 2P | FM - IMPELLER |  | 129 | 0
B-124-FAN1 | HTMV-125-4T/9-40 400/690V.IE3 -60Hz - Roof Top Exhaust Fan |  |  | 0 | 0
B-135-FAN1 | TORRETTE TR-A 450 T4 2.2KW ATEX Zone 1 - Explosion Proof Roof Top Centrifugal Exhaust Fan |  |  | 0 | 0
B-135-FAN2 | TORRETTE TR-A 500 T4 3KW ATEX Zone 1 - Explosion Proof Roof Top Centrifugal Exhaust Fan |  |  | 0 | 0
B-135-FAN3 | TORRETTE TR-A 400 T4 1.1KW ATEX Zone 1 - Explosion Proof Roof Top Centrifugal Exhaust Fan |  |  | 0 | 0
B-135-FAN4 | TORRETTE TRK-AR 500 T4 3KW - Roof Top Centrifugal Exhaust Fan |  |  | 0 | 0
B-135-FAN5 | TORRETTE TR-A 500 T4 3KW ATEX Zone 1 - Explosion Proof Roof Top Centrifugal Exhaust Fan |  |  | 0 | 0
B-135-FAN6 | VORTICENT CMS 35/14 T4 4KW - Wall Mountex Centrifugal Exhaust Fan |  |  | 0 | 0
B-135-FAN7 | VORTICENT CMS 25/10 T4 0.75KW - Wall Mounted Centrifugal Exhaust Fan |  |  | 0 | 0
B-135-FAN8 | ENKEL QBK 190 EC - Cassette Type Exhaust Fan |  |  | 0 | 0
B-91-FAN1 | TORRETTE TR-A 710 T6 4KW ATEX Zone 1 - Explosion Proof Roof Top Centrifugal Exhaust Fan |  |  | 0 | 0
B-91-FAN2 | HC-63-4T/H/ATEX/2G Ex db 230/400V - 60Hz - Explosion Proof Wall Mounted Centrifugal Exhaust Fan |  |  | 0 | 0
B-91-FAN3 | TORRETTE TR-A 500 T4 3KW ATEX Zone 1 - Explosion Proof Roof Top Exhaust Fan |  |  | 0 | 0
B-91-FAN4 | HTMV-90-4T-7.5/ATEX/2G Ex db 400/690V - Explosion Proof Roof Top Exhaust Fan |  |  | 0 | 0
B-91-FAN5 | TORRETTE TRS 310 EC - Roof Top Exhaust Fan |  |  | 0 | 0
B-91-FAN6 | TORRETTE TRS 250 EC - Roof Top Exhaust Fan |  |  | 0 | 0
B-91-FAN7 | Lineo 200 - Inline Exhaust Fan | FM - LUCK & KING |  | 1 | 0
B/01 | Volume Control Damper & Quad 150mm |  |  | 0 | 0
B/02 | Fire Damper c/w Link & Quad 150mm |  |  | 0 | 0
B1000 | BCC2 800/1.0D1 BELT DRIVEN C/W 15KW 4P 380V |  |  | 0 | 0
B3 | IA Certification (Imported Equipment). Document Review and IA Certification Transfer Based on ATEX |  |  | 1 | 0
BAF100 | BAF 100 | FM - KAYITES |  | 24 | 0
BAF125 | BAF 125 | FM - KAYITES |  | 23 | 0
BAF150 | BAF 150 | FM - KAYITES |  | 45 | 0
BBC19X10/14T | BANDSAW BIMETAL M42 19x10/14T (2.480x1) | FM - WORKS |  | 12.4 | 0
BBC19X10/14T-2 | BANDSAW BIMETAL M42 19x10/14T (3.050x1) | FM - WORKS |  | 6.1 | 0
BBF19X10/14DOM | BANDSAW BIMETAL M42 19x10/14T (2.480x1) | FM - WORKS |  | 4.96 | 0
BBF27X8/12T | BANDSAW BIMETAL M42 8/12T (2.480X1) | FM - WORKS |  | 4.96 | 0
BC-L7ZDW | BC-L7ZDW (BCL720) c/w 3.0kw 4P 380V Motor |  |  | 0 | 0
BCC 15 | BCC 15/0.75kW arrangement 1A class 2 c/w 4kW 4Pole 525v fan Spped 3057rpm |  |  | 0 | 0
BCC 18/01 Class1 (1A) SISW | 4 kW 4 Pole 380 V |  |  | 0 | 0
BCC 18/01 Class1 (2A) Belt Driven | c/w 5.5 kW 4 Pole 380 V Motor |  |  | 0 | 0
BCC 21/01 Class1 (2A) Belt Driven | c/w 5.5 kW 4 Pole 380V (IP66) | FM - IMPELLER |  | 0 | 0
BCC 24/0.93 SI | c/w 4KW 4P 380V |  |  | 0 | 0
BCC 27/ | BCC 27/1.0 c/w 7.5kW 4Pole 380 v |  |  | 0 | 0
BCC 30/0.71 SI (ARR 6A) | c/w 15 kW 4 Pole 380 V (Direct Driven) |  |  | 0 | 0
BCC 30/0.75 Class 2 (6A) | c/w 15 kW 4 Pole 380 V Motor (Direct Driven) |  |  | 0 | 0
BCC 36/0.81 SI CLASS 3 (A6) | c/w 37 kW 4 Pole 380 V (Direct Driven) |  |  | 0 | 0
BCC 39 | BCC 39/0.99 SISW c/w 75Kw 4P 400V Motor | FM - IMPELLER |  | 0 | 0
BCC 42/1 Arr2 (Belt driven) | c/w 18.5 kW 4 Pole 380 V Motor |  |  | 0 | 0
BCC 45/1.0 (SISW 1A) | c/w 45kW 4 Pole 525 V |  |  | 0 | 0
BCC-2 | 560/1.0SISW1 c/w 4kw CLASS2 ARR(6A)T60 |  |  | 0 | 0
BCC-2 315/1.0 | c/w 1.1 kW 2 Pole 380 V (Belt Driven) |  |  | 0 | 0
BCC-2 400 1 | 4A DIDW Belt Driven c/w 3kW 4Pole 380v Motor |  |  | 0 | 0
BCC-2 450/1.0 | 2A DIDW c/w 5.5 kW 4 Pole 380V | Fan |  | 0 | 0
BCC-2 500/1.0 | 4A c/w 7.5 kW 4 Pole 380V | FM - DONKIN |  | 2 | 0
BCC-2 500/1.0 DI CLASS 2 (2A) | c/w 15 kW 4 Pole 380 V (Belt Driven) |  |  | 0 | 0
BCC-2 560 | c/w 2.2kW 4Pole 380v Motor |  |  | 0 | 0
BCC-2 630/1 DI 4A | c/w 11 kW 4 Pole 380 V |  |  | 0 | 0
BCC-2 630/1.0S1 CLASS2 ARR(1A) | C/w 4kw 4pole 380v (Belt Driven) |  |  | 0 | 0
BCC-2 710/1.0 DI CLASS 2 (2A) | c/w 30 kW 4 Pole 380 V (Belt Driven) |  |  | 0 | 0
BCC-2 710/1.0 SI 1A | c/w 15 kW 4 Pole 380 V Motor (Belt Driven) |  |  | 0 | 0
BCC-2 710/10 | BCC-2 710/10 4Arr c/w 11kW 4Pole 380v Motor |  |  | 0 | 0
BCC-2 800 1.0 DIDW | Arrgt 2-A CL Fan Assembly. L180 |  |  | 0 | 0
BCC-24/1.0 | BCC-24/1.0 c/w 30KW 4P 380V |  |  | 0 | 0
BCC-2400 | BCC-2 400 DIDW c/w 5.5Kw 4P 380V - J96084 |  |  | 0 | 0
BCC12/0.75 | c/w 1.1 kW 4 Pole 380 V |  |  | 0 | 0
BCC15-J61923 | BCC 15/0.75 CL2 Ar 1A c/w 4.0kw 4P 525V - J61923 | FM - DONKIN |  | 2 | 0
BCC27P28350 | BCC 27/1.0 SISW AR 6A c/w 3.0Kw 6P 380V |  |  | 1 | 0
BCC36 | BCC36/0.8 SI CLASS 4 (1A) c/w 55kw 4Pole 380V (Belt-Driven) |  |  | 0 | 0
BDB-280 CM | BCC DIDW CENTRIFUGAL FAN |  |  | 1 | 0
BF | Base Frame - HBC-M 630 |  |  | 0 | 0
BF50L1.51HS | Box fan 1250mm LOUV 220v 01.50kW S/S | Accessories |  | 12 | 0
BP01 | PLASTIC BUCKLES 12MM - (1000) | FM - WORKS |  | 1 | 0
Balance Impeller | Impeller Balancing 2.5kg 4p |  |  | 31 | 0
Bcc 30/1.0 Class 1 (1A) SISW | c/w 4 kW 4 Pole 380 V |  |  | 0 | 0
Bellax 400 | Bellax 400 c/w 0.25kW 4Pole 380v Motor |  |  | 0 | 0
Bellax 560 | Bellax 560 20.D 8 - c/w 1.5kw 4P 220v |  |  | 0 | 0
Bellax 630 | Bellax 630 20.D 8- c/w1.5kw 4P 220V | FM - DONKIN |  | 0 | 0
Bellax 800 | Bellax 800 32-E-8 c/w 1.5kW 6Pole Motor | FM - DONKIN |  | 1 | 0
Bellax500 | Bellax 500 - 20 - C - 8 c/w 2,2KW 2P 220V | FM - DONKIN |  | 0 | 0
Bend System | MULTI BEND SYSTEM 50 R | FM - FABRICATION |  | 0 | 0
C) | Casings - 400mm Casings to Suit above | FM - IMPELLER |  | 3 | 0
C1000X500FM | Casing Size 1000diam x 500Long | FM - FABRICATION |  | 1 | 0
C315x315 | Casing size 315diamx315 | FM - CASING |  | 13 | 0
C315x315UG | Casing size 315diamx315-Ungalvanised | FM - CASING |  | 6 | 0
C400x400 | Casing Size 400diamx400 | FM - CASING |  | 11 | 0
C400x400UG | Casing Size 400diamx400-Ungalvanised | FM - CASING |  | 4 | 0
C4324 | 2.0MX1.5MX3.MM KLINGERSIL C4324 |  |  | 1 | 0
C462x470-B | Casing size 462diamx470 Buffalo | FM - DONKIN |  | 2 | 0
C462x470UG-B | Casing size 462diamx470 Buffalo-Ungalvanised | FM - DONKIN |  | 2 | 0
C500x400 | Casing Size 500diamx400 | FM - CASING |  | 10 | 0
C500x400UG | Casing Size 500diamx400-Ungalvanised | FM - CASING |  | 6 | 0
C500x500 | Casing Size 500diamx500 | FM - CASING |  | 3 | 0
C500x500UG | Casing Size 500diamx500-Ungalvanised | FM - CASING |  | 0 | 0
C560x400 | Casing size 560diamx400 | FM - CASING |  | 3 | 0
C560x400UG | Casing size 560diamx400-Ungalvanised | FM - CASING |  | 2 | 0
C560x500 | Casing size 560diamx500 | FM - CASING |  | 1 | 0
C560x500UG | Casing size 560diamx500-Ungalvanised | FM - CASING |  | 0 | 0
C630x400 | Casing Size 630diamx400 | FM - CASING |  | 5 | 0
C630x400UG | Casing Size 630diamx400-Ungalvanised | FM - CASING |  | 4 | 0
C630x500 | Casing Size 630diamx500 | FM - CASING |  | 3 | 0
C630x500UG | Casing Size 630diamx500-Ungalvanised | FM - CASING |  | 0 | 0
C710x400 | Casing Size 710diamx400 | FM - CASING |  | 10 | 0
C710x400UG | Casing Size 710diamx400-Ungalvanised | FM - CASING |  | 4 | 0
C710x500 | Casing Size 710diamx500 | FM - CASING |  | 3 | 0
C710x500UG | Casing Size 710diamx500-Ungalvanised | FM - CASING |  | 0 | 0
C800X500FM | 800 x 500 foot mount Casing | CASING |  | 2 | 0
C800x400 | Casing Size 800diamx400 | FM - CASING |  | 7 | 0
C800x400UG | Casing Size 800diamx400-Ungalvanised | FM - CASING |  | 4 | 0
C800x500 | Casing Size 800diamx500 | FM - CASING |  | 3 | 0
C800x500 FM | Casing Size 800diamx500 Foot Mount | FM - CASING |  | 0 | 0
C800x500 FM | Casing Size 800diamx500 Foot Mount-Ungalvanised | FM - CASING |  | 0 | 0
C800x500UG | Casing Size 800diamx500-Ungalvanised | FM - CASING |  | 0 | 0
C900x400UG | Casing Size 900diamx400-Ungalvanised | FM - CASING |  | 0 | 0
C900x500 | Casing Size 900diamx500 | FM - CASING |  | 2 | 0
C965x740 | Casing Size 965diam x 740Long | CASING |  | 0 | 0
CA/Line/EC | 31 50/60HZ |  |  | 0 | 0
CA4 | CA4V - 1' 1/4 | FM - FPZ |  | 7 | 0
CA5 | CA5V - 1' 1/2 | FM - FPZ |  | 19 | 0
CA6 | CA6V - 2' | FM - FPZ |  | 11 | 0
CA8 | CA8 - 3' | FM - FPZ |  | 4 | 0
CA9 | CA9- 4' | FM - FPZ |  | 2 | 0
CAMC | CAMC-360-80 B/2 |  |  | 0 | 0
CAMC-560 | CAMC-560-160 MA/2 |  |  | 0 | 0
CANCOLSPIG150 | CANCOLLAR SPIGOT 150 DIA | FM - WORKS |  | 200 | 0
CAP0.14220 | New Capacitor suitable for 60hz 0.1kw 1430rpm 230V | FM - LUCK & KING |  | 2 | 0
CARDBOARD BOX -2 | CARDBOARD BOX STK 2 | FM - WORKS |  | 50 | 0
CARDBOARD BOX -4 | CARDBOARD BOX STK 4 | FM - WORKS |  | 24 | 0
CARDBOARD BOX -5 | CARDBOARD BOX STK 5 | FM - WORKS |  | 15 | 0
CARDBOARD BOX -7 | CARDBOARD BOX STK 7 | FM - WORKS |  | 20 | 0
CAS | CAS-248-2T-1.5/INOX-316 230/400V. IE3 |  |  | 0 | 0
CAS. | CAS-242-2T-0.5/INOX-316 230/400V |  |  | 0 | 0
CAS.. | CAS-242-2T-0.5/INOX-316 230/400V. |  |  | 0 | 0
CASB-560-2T-25 | c/w 18.5 kW 4 Pole 380 V (Direct Driven) |  |  | 0 | 0
CASB-900 | CASB-900-4T-30/ATEX/3G Ex ec 380/660V./ARR.9 60H |  |  | 0 | 0
CCD25 | 250 DIA SQUARE CONSTANT VOLUME DIFFUSER |  |  | 0 | 0
CCTV | Camera Replacement |  |  | 1 | 0
CDXRT | CDXRT-250-3 230/400V. IE3 |  |  | 0 | 0
CE 250 | CE 250 | FM - DONKIN |  | 0 | 0
CE200 | CE200 | FM - DONKIN |  | 0 | 0
CF/01 | LCF 56 - 1440rpm - 4 Speed 220V |  |  | 0 | 0
CF4 | CF4 - 1' 1/4 | FM - FPZ |  | 8 | 0
CF5 | CF5 - 1' 1/2 | FM - FPZ |  | 11 | 0
CF6 | CF6 - 2' | FM - FPZ |  | 18 | 0
CF8 | CF8 - 3' | FM - FPZ |  | 11 | 0
CF9 | CF9 - 4' | FM - FPZ |  | 14 | 0
CFD2.5 | 2.5 Amps Speed Controller | FM - KAYITES |  | 84 | 0
CHT | CHT-200-4M 230V. |  |  | 0 | 0
CI-100-4T-F-300 | CI-100-4T-F-300 |  |  | 0 | 0
CJ77J-DNM12-104-02-M | DENIM WORK JACKET INDIGO M | FM - UNIFORM |  | 2 | 0
CJ77J-DNM12-104-03-L | DENIM WORK JACKET INDIGO L | FM - UNIFORM |  | 2 | 0
CJ77J-NAVBOT-101-01-S | VERSATEX TWO-TONE WORK JACKET NAVY/BOTTLE S | FM - UNIFORM |  | 1 | 0
CJ77J-NAVBOT-101-02-M | VERSATEX TWO-TONE WORK JACKET NAVY/BOTTLE M | FM - UNIFORM |  | 1 | 0
CJ77J-NAVBOT-101-04-XL | VERSATEX TWO-TONE WORK JACKET NAVY/BOTTLE XL | FM - UNIFORM |  | 2 | 0
CL/PLUS/EC-6035 | Rectangular Fan |  |  | 0 | 0
CL/PLUS/EC-7040 | Rectangular Fan |  |  | 0 | 0
CLIPS003 | 75mm Galv Filter Clip |  |  | 64 | 0
CMP | CMP 820 2M |  |  | 0 | 0
CMP11254T | CMP 1128 4T | FM - SODECA |  | 10 | 0
CMRS-400-2T | CMRS-400-2T-5.5 LG270-0-45-90-135-315 | FM - SODECA |  | 0 | 0
CMS25 | Vorticent CMS 25/10 T4 0.75KW (1400 CFM) | FM - VORTICE |  | 0 | 0
CMS35 | Vorticent CMS 35/14 T4 4KW (4600 CFM) | FM - VORTICE |  | 0 | 0
CMV400 | CMVpro 400 P4 PPs Casing & impeller RD 90 Fan c/w 5.5kw 4P 380V |  |  | 4 | 0
CMVpro DD250-250P4 PPs LG 0 | 1.5 kW 4 Pole 220 V |  |  | 0 | 0
CN4PC-SS-DAS | Screws & Springs for Combination Set Dasqua | FM - WORKS |  | 2 | 0
CONT/0350/00960 | MLM 36V Power Supply Unit |  |  | 0 | 0
COUNCIL BILLINGG | February Council Billing |  |  | 10 | 0
CP77P-DESMBO-201-00-28 | VERSATEX WORK TROUSERS BOTTLE 28 | FM - UNIFORM |  | 1 | 0
CP77P-DESMBO-201-00-32 | VERSATEX WORK TROUSERS BOTTLE 32 | FM - UNIFORM |  | 1 | 0
CP77P-DESMBO-201-00-44 | VERSATEX WORK TROUSERS BOTTLE 44 | FM - UNIFORM |  | 2 | 0
CP77P-DNM12-104-00-32 | DENIM WORK TROUSERS INDIGO 32 | FM - UNIFORM |  | 2 | 0
CP77P-DNM12-104-00-38 | DENIM WORK TROUSERS INDIGO 38 | FM - UNIFORM |  | 2 | 0
CPV | CPV2045/4T-IE3 | FM - SODECA |  | 0 | 0
CPV/ATEX | CPV/ATEX-160-4T/2D EX TB |  |  | 0 | 0
CRAD190 | CRAD 190 | FM - KAYITES |  | 0 | 0
CRAD225 | CRAD 225 | FM - KAYITES |  | 0 | 0
CRAD250 | CRAD 250 | FM - KAYITES |  | 0 | 0
CRAD280 | CRAD 280 | FM - KAYITES |  | 0 | 0
CRAD355 | CRAD 355 | FM - KAYITES |  | 0 | 0
CRAD400 | CRAD 400 | FM - KAYITES |  | 0 | 0
CRAD450 | CRAD 450 | FM - KAYITES |  | 0 | 0
CRAD500 | CRAD 500 | FM - KAYITES |  | 0 | 0
CRAD560 | CRAD 560 | FM - KAYITES |  | 0 | 0
CRADIK190 | CRADIK 190 | FM - KAYITES |  | 0 | 0
CRADIK225 | CRADIK 225 | FM - KAYITES |  | 0 | 0
CRADIK250 | CRADIK 250 | FM - KAYITES |  | 0 | 0
CRADIK280 | CRADIK 280 | FM - KAYITES |  | 0 | 0
CRADIK355 | CRADIK 355 | FM - KAYITES |  | 0 | 0
CRADIK400 | CRADIK 400 | FM - KAYITES |  | 0 | 0
CRADIK450 | CRADIK 450 | FM - KAYITES |  | 0 | 0
CRADIK500 | CRADIK 500 | FM - KAYITES |  | 0 | 0
CRADIK560 | CRADIK 560 | FM - KAYITES |  | 0 | 0
CSH1000x1.5 | Copper Sheet (2000x1000x1.5mm) |  |  | 2 | 0
CT1.50X4BK | CABTYRE 1,5MM2 4 CORE BLACK | FM - WORKS |  | 100 | 0
CT2.50X4BK | CABTYRE 2,5MM2 4CORE - BLACK | FM - WORKS |  | 100 | 0
CTA/01 | Attenuator 150x600mm |  |  | 0 | 0
CTA/02 | Attenuator 150x600mm |  |  | 0 | 0
CTERM-CAP | Casing Terminal Cap | FM - CASING |  | 28 | 0
CTF - 60 | c/w 1.8kW 4Pole 220v |  |  | 0 | 0
CTF - 80 | CTF-80 c/w 2.2kW 960rpm 220v |  |  | 0 | 0
CTF-40 | CTF-40 c/w 1.1kw 2990rpm 380V |  |  | 0 | 0
CTF-50 | c/w 1.1kW 4Pole 220v |  |  | 0 | 0
CTerm-Cap | Casing Terminal Cap | FM - DONKIN |  | 21 | 0
CUB100 | CUB 100 | FM - KAYITES |  | 2 | 0
CUB125 | CUB 125 | FM - KAYITES |  | 0 | 0
CUB150 | CUB 150 | FM - KAYITES |  | 2 | 0
CUB160 | CUB 160 | FM - KAYITES |  | 0 | 0
CUB200 | CUB 200 | FM - KAYITES |  | 0 | 0
CUB250 | CUB 250 | FM - KAYITES |  | 0 | 0
CUB315 | CUB 315 | FM - KAYITES |  | 4 | 0
CUB355 | CUB 355 | FM - KAYITES |  | 2 | 0
CUB400 | CUB 400 | FM - KAYITES |  | 0 | 0
CUB450 | CUB 450 | FM - KAYITES |  | 0 | 0
CUB500 | CUB 500 | FM - KAYITES |  | 0 | 0
CUB560 | CUB 560 | FM - KAYITES |  | 0 | 0
CZ200C | Neoprene Clamp - 200mm |  |  | 0 | 0
CZ315C | Neoprene Clamp 315 |  |  | 0 | 0
Callout | Callout | FM - MACHINERY |  | 3 | 0
Centrifugal Fan | 280 CM BCC DIDW CENTRIFUGAL FAN |  |  | 0 | 0
Company Car | Mahindra 1.2T MX2 A/T | Accessories |  | 2 | 0
Compile | Report |  |  | 0 | 0
Control Panel | For 7-off Fans |  |  | 0 | 0
Counter-Flanges | DDM 10/10 | FM - DONKIN |  | 0 | 0
Crates | Wooden crates | FM - DONKIN |  | 5 | 0
Cutting Disc | Cutting Disc - 4.5inch x 1.5mm | FM - WORKS |  | 0 | 0
D) | Casings - 315mm Casing to Suit Above | FM - IMPELLER |  | 13 | 0
D100000 | UV250/1/6/F | FM - MOTORS |  | 61 | 0
D100001 | CMP-1128-4T | FM - SODECA |  | 15 | 0
D100002 | HAT-28-4M | FM - SODECA |  | 3 | 0
D100003 | HAT-35-4T | FM - SODECA |  | 2 | 0
D100004 | HAT-35-2M | FM - SODECA |  | 1 | 0
D100005 | CAM-550-2T 5.5 | FM - SODECA |  | 0 | 0
D100006 | HJBM PLUS 45 - T4 0.55KW | FM - SODECA |  | 0 | 0
D100007 | HJBM 40 M4 0.25 | FM - SODECA |  | 0 | 0
D100008 | HJBM 50 T4 0.55 | FM - SODECA |  | 1 | 0
D100009 | CA/LINE 355 220-240V | FM - SODECA |  | 0 | 0
D100010 | VKAP 100 LD 3.0 | FM - SODECA |  | 1 | 0
D100011 | SV-150-H | FM - SODECA |  | 7 | 0
D100012 | HAT-24-4M | FM - SODECA |  | 3 | 0
D100013 | CA-LINE-12 | FM - SODECA |  | 6 | 0
D100014 | CA-LINE-15 | FM - SODECA |  | 7 | 0
D100015 | CA-LINE-20 | FM - SODECA |  | 4 | 0
D100016 | NEOSILENT 200 | FM - SODECA |  | 7 | 0
D100017 | NEOSILENT 150 | FM - SODECA |  | 2 | 0
D100018 | CA-160-2T-2 | FM - SODECA |  | 21 | 0
D100019 | BD 9/9 - M4 0.35KW 230V - 500HZ STC | FM - NICOTRA |  | 7 | 0
D100020 | DDM 9/9 6P | FM - NICOTRA |  | 2 | 0
D100021 | DDM 10/8 245W 230V 6P 6M0648 | FM - NICOTRA |  | 10 | 0
D100022 | DDM 10/8 600KW 6N 0220/01 | FM - NICOTRA |  | 1 | 0
D100023 | BD 12/12 T6 1.1KW 230V/400 50HZ LPC | FM - NICOTRA |  | 0 | 0
D100024 | BD 12/9 M6 0.76KW 230V/58HZ STC | FM - NICOTRA |  | 2 | 0
D100025 | BD 15/15 T6 2.2KW 230/400V | FM - NICOTRA |  | 4 | 0
D100026 | MBP 35 2.2KW 380V | FM - NICOTRA |  | 3 | 0
D100027 | CDC 125A | FM - OSTBERG |  | 15 | 0
D100028 | CDC 150B | FM - OSTBERG |  | 5 | 0
D100030 | SCLK03 MS-055-3 | FM - FPZ |  | 2 | 0
D100031 | SCLK08 R-MD-75KW | FM - FPZ |  | 1 | 0
D100032 | FPZ FLEXIBLE SLEEVE | FM - FPZ |  | 2 | 0
D100033 | 25 FA 5 | FM - FPZ |  | 5 | 0
D100034 | 25 FA 6 | FM - FPZ |  | 5 | 0
D100035 | 25 FA 8 | FM - FPZ |  | 7 | 0
D100036 | 25 FLS | FM - FPZ |  | 1 | 0
D100037 | 25 FL5 | FM - FPZ |  | 1 | 0
D100038 | 25 FL6 | FM - FPZ |  | 1 | 0
D100039 | CONTROL UNIT | FM - FPZ |  | 138.9 | 0
D100039 - D31689 | 500 Impeller |  |  | 7 | 0
D100039 - D31713 | 560 Impeller |  |  | 3 | 0
D100040 | PS-1-300 SPEED CONTROL | FM - DONKIN |  | 9 | 0
D100041 | RS-4-O-PS SPEED CONTROL | FM - DONKIN |  | 16 | 0
D100042 | RS-3-0-TA SPEED CONTROL | FM - DONKIN |  | 6 | 0
D100043 | R-1/010 SPEED CONTROL | FM - DONKIN |  | 32 | 0
D100044 | MKM 3 MOUNTING BOX | FM - DONKIN |  | 84 | 0
D100045 | MKV 2 MOUNTING BOX | FM - DONKIN |  | 12 | 0
D100046 | Q150 QUIET LINE | FM - DONKIN |  | 3 | 0
D100047 | R510.0TA SPEED CONTROL | FM - DONKIN |  | 8 | 0
D100048 | R55.0 SPEED CONTROL | FM - DONKIN |  | 8 | 0
D100049 | TM-1.5N SENSOR | FM - DONKIN |  | 3 | 0
D100050 | P2-10 SPEED CONTROL | FM - DONKIN |  | 24 | 0
D100051 | VFED-400-TA SPEED CONTROL | FM - DONKIN |  | 1 | 0
D100052 | CHANNEL FILTERS | FM - DONKIN |  | 22 | 0
D100053 | PRESSURE VALVES | FM - DONKIN |  | 5 | 0
D100054 | PRESSURE VALVES | FM - DONKIN |  | 10 | 0
D100055 | RELIEF VALVES | FM - DONKIN |  | 1 | 0
D100056 | KSB 200 BOX FAN | FM - DONKIN |  | 0 | 0
D100057 | KSB 150 BOX FAN | FM - DONKIN |  | 6 | 0
D100058 | KSB 250 BOX FAN | FM - DONKIN |  | 13 | 0
D100059 | TT SILENT M250 | FM - DONKIN |  | 3 | 0
D100060 | TT SILENT M125 | FM - DONKIN |  | 160 | 0
D100061 | VKV4E450 ROOF FAN | FM - DONKIN |  | 2 | 0
D100062 | VKV4E355 ROOF FAN | FM - DONKIN |  | 2 | 0
D100063 | TT SILENT - M-100 | FM - DONKIN |  | 4 | 0
D100064 | TT PRO 100 | FM - DONKIN |  | 8 | 0
D100065 | TT PRO 125 | FM - DONKIN |  | 6 | 0
D100066 | TT PRO 150 | FM - DONKIN |  | 7 | 0
D100067 | TT PRO 160 | FM - DONKIN |  | 4 | 0
D100068 | TT PRO 200 | FM - DONKIN |  | 1 | 0
D100069 | VP 150K | FM - DONKIN |  | 10 | 0
D100070 | VP 100K | FM - DONKIN |  | 18 | 0
D100071 | VP 125K | FM - DONKIN |  | 13 | 0
D100072 | MOTOR | FM - VORTICE |  | 16 | 0
D100073 | CE250BB |  |  | 0 | 0
D100074 | RM 220/1/50 Speed Controller |  |  | 10 | 0
D10075 | Lineo 125 Kit |  |  | 7 | 0
D4E180 | CA02-02 50/60Hz 230V |  |  | 0 | 0
DAXIS200 | DAXIS 200 | FM - KAYITES |  | 0 | 0
DAXIS250 | DAXIS 250 | FM - KAYITES |  | 0 | 0
DAXIS300 | DAXIS 300 | FM - KAYITES |  | 0 | 0
DAXIS350 | DAXIS 350 | FM - KAYITES |  | 0 | 0
DD250 | CMVpro DD250-250P4 PPs LG 0 Fan, 380 Volt, 1.5 kW IE1 Standard Efficiency Motor @ 1400 rpm |  |  | 0 | 0
DD315 | CMVpro DD315-315P4 PPs LG 0 Fan, 380 Volt, 2,2 kW IE1 Standard Efficiency Motor @ 1400 rpm |  |  | 0 | 0
DD400 | CMVeco DD400-400P4 PPs LG 0 Fan, 380 Volt, 5,5 kW IE1 Standard Efficiency Motor @ 1400 rpm |  |  | 0 | 0
DMP - VCDQK | VC DAMPER WITH QUADRANT KIT 150*150 |  |  | 130 | 0
DPF95%/600/600/300 | DISPOSABLE POCKET FILTER 95% |  |  | 0 | 0
DPF95%/600/600/600 | DISPOSABLE POCKET FILTER 95% |  |  | 0 | 0
DPF95%/CUSTOM | DISPOSABLE POCKET FILTER 95% 600MM X 270MM X 300MM |  |  | 0 | 0
DPF95%/CUSTOM. | DISPOSABLE POCKET FILTER 95% 600MM X 270MM X 600MM |  |  | 0 | 0
DREC450 | DREC 450 | FM - KAYITES |  | 1 | 0
DRG4030 | DOOR GRILLE 400/300 NS NA |  |  | 0 | 0
DRG4040 | DOOR GRILLE 400/400 NS NA |  |  | 0 | 0
DRILL BIT - 3MM | Drill bit 3mm HSS | FM - WORKS |  | 10 | 0
DRILL BIT - 4MM | Drill bit 4mm HSS | FM - WORKS |  | 10 | 0
DRILL BIT - 5MM | Drill bit 5mm HSS | FM - WORKS |  | 10 | 0
DRILL BIT - 6MM | Drill bit 6mm HSS | FM - WORKS |  | 10 | 0
DRILL BIT - SET (5pc) | DRILL SET HSS (2.3.4.5.6) 5PC | CONSUMABLES |  | 3 | 0
DTG/01 | DRG 300x150 Mill c/w Powder Coating |  |  | 0 | 0
Delivery - | Delivery |  |  | 0 | 0
Disc Valve | 100 Diam | Accessories |  | 0 | 0
Duct | 10 Meter Spiral Flexible Ducting |  |  | 5 | 0
E) | Brackets - sets motor mounting brackets (threaded rod) | FM - IMPELLER |  | 3 | 0
E01-FAN1 | Torrette TR-A 450 T4 2.2KW ATEX ZONE 1 - Explosion Proof Roof Top Exhaust Fan |  |  | 0 | 0
E01-FAN2 | TORRETTE TR-A 355 T4 0.55KW ATEX Zone 1 - Explosion Proof Roof Top Exhaust Fan |  |  | 0 | 0
E01-FAN3 | ENKEL QBK 190 EC - Cassette Type Exhaust Fan |  |  | 0 | 0
E01-FAN4 | CA 150 MD E RF - Roof Top Exhaust Fan |  |  | 0 | 0
E01-FAN5 | A-E 354 T - Wall Mounted Exhaust Fan |  |  | 0 | 0
E01-FAN6 | A-E 304 T - Wall Mounted Exhaust Fan |  |  | 0 | 0
E07TD GOR X M.E | 7.5-9 KW SIZE 132- B5 |  |  | 0 | 0
E09TD GOR X M.E | 18.5-22kw Size 160-B5 |  |  | 0 | 0
E1006999 | BD-140 / INOX 316 - Inlet Transition | FM - SODECA |  | 0 | 0
E1007790 | CHT-630-6T/ATEX/2D Ex tb 230/400V. |  |  | 0 | 0
E1010596 | CAS 254 - 2T - 3 c/w 2.2kw 2Pole 220V-3Ph Motor |  |  | 0 | 0
E1012489 | CMP-514-2T UL/CSA 480V. 60Hz | FM - SODECA |  | 0 | 0
E1029657 | CMR/R-1240-4T/ATEX/2G/D EX DB TB/INOX-316 T1 for 250 degree Celsius | Sodeca |  | 0 | 0
E1098100 | CMRS-710-4T-20/ALL |  |  | 0 | 0
E1098105 | CMRS-800-6T-7.5/ALL |  |  | 0 | 0
E1122845 | THT/CL-125-6/12T/9-10-F-400 400V. |  |  | 0 | 0
E1283492 | CAAE-900/A-2T-15 400/690V 50HZ IE3 RD90 | Sodeca |  | 0 | 0
E1350433 | HCT/EC-45-2T-2 400V. 50/60Hz. IE5 | FM - SODECA |  | 1 | 0
EAF 06 | 3040 l/s @ 300Pa |  |  | 0 | 0
EAF 06. | 3040 l/s @ 300Pa (Set 710 Blades to 20 Degree) |  |  | 0 | 0
ECO100220 | Bubble Wrap - 1250mm x 100mm | FM - WORKS |  | 4 | 0
EG/01 | Disc Valve |  |  | 0 | 0
EG/02 | 4 way Ceiling Diffuser |  |  | 0 | 0
EML2303033 | 5.5kw 4P 400V/690V B3T 132S IE1 Motor | FM - MOTORS |  | 2 | 0
ENGINE-001 | Engineering Services - 3D Scanning, Modelling of a Fan Blade and Hub | FM - FAN BLADE MODELLING |  | 0.5 | 0
ESD-220V | Smoke Damper & 220v Actuator |  |  | 0 | 0
ESD-24V | Smoke Damper & 24v Actuator |  |  | 0 | 0
EUA1152MM | Eurotherm A1 152mm - 10M |  |  | 24 | 0
EVC-JH168 | Evaporative Air Cooler: 220V, 380W, 3 Speed, 8000m3/hr, 80Pa |  |  | 4 | 0
EVM100 | 100MM METAL EXTRACT VALVE | FM - WORKS |  | 18 | 0
EVM200 | 200MM METAL EXTRACT VALVE |  |  | 0 | 0
Electric Motor | 5.5 kW 4 Pole 380 V (Foot Mount) Standard Motor |  |  | 0 | 0
F) | Brackets - set motor mounting bracket (threaded rod) | FM - IMPELLER |  | 1 | 0
F6942 Filter | Donkin Fan Filter F6942 Set | FM - DONKIN |  | 0 | 0
FA 400 | FAC 400/3/4 |  |  | 0 | 0
FA6 | FA6 |  |  | 0 | 0
FA8 | FA8 |  |  | 0 | 0
FAN QCP | Data Book |  |  | 0 | 0
FB | Filter box, wall sleeve and flashing |  |  | 3 | 0
FBar-50x8mm-6M | Flat Bar CQ 50x8mm 6M | CASING |  | 2 | 0
FCC 21/1 | c/w 0.55 kW 6 Pole 380 V Motor |  |  | 0 | 0
FD40 | Floor Fan |  |  | 0 | 0
FILTERSS | RIGID POC FILTERS |  |  | 0 | 0
FL4 | FL4 - 1' 1/4 | FM - FPZ |  | 4 | 0
FL5 | FL5 - 1' 1/2 | FM - FPZ |  | 16 | 0
FL6 | FL6 - 2' | FM - FPZ |  | 21 | 0
FL8 | FL8 - 3' | FM - FPZ |  | 24 | 0
FL9 | FL9 - 4 Intake Filter | FM - FPZ |  | 28 | 0
FLEX-W/FRAME | WELDING FRAME H=2m x W=3m, Galvanised steel frame (25x25 square tube) | FM - FABRICATION |  | 3 | 0
FM - 004 | 2940 rpm SANS 60079-15 |  |  | 2 | 0
FM - EXPORT | GOODS DELIVERED |  |  | 11 | 0
FM - IMPORTS | STOCK RECEIVED |  |  | 67 | 0
FM - IMPORTS VAT | IMPORT OUTPUT VAT |  |  | 67 | 0
FM - Inspection | Charges SGS |  |  | 0 | 0
FM - PRINTER | PRINTER COPIES |  |  | 1 | 0
FM- 003 | 7.5kW Stator Rewind to 525V | FM - LUCK & KING |  | 2 | 0
FMX5000302 | Fumax 500.20.C.8.300.2.3 c/w 3 kW 2 Pole 380V |  |  | 0 | 0
FMX900 | Fumax 900 |  |  | 0 | 0
FR500A-4T-4.0G/5.5P-H | 4.0KW 380V 9.5A |  |  | 1 | 0
FRK-25 | DUCT WRAP 10m X 1200 X 25 X 23 FRK (silver) | FM - WORKS |  | 3 | 0
FS C.25A | Fan Speed Controller |  |  | 0 | 0
FT4001502 | Funmax 400 15.D.8 c/w 1.5kw 2P 380 V Motor | FM - DONKIN |  | 0 | 0
FT7101104 | Funmax 710 20.D.8 c/w 1.1kw 4P 380 V Motor | FM - DONKIN |  | 6 | 0
FT8003004 | Fumax 800.32.E.8.300.4.3 c/w 3 kW 4 Pole 380V | FM - DONKIN |  | 1 | 0
FUMAX | FUMAX 1000.32.F.8 c/w 15KW 4P 380V |  |  | 0 | 0
FUMAX 500 | FUMAX 500.20.C.8 c/w 0.37KW 4P 380V |  |  | 0 | 0
FUMAX105X105 | UV print onto alu plates (105mm x105mm) block cut | FM - WORKS |  | 50 | 0
FUMAX40X65 | UV print onto alu plates (40mm x65mm) block cut | FM - WORKS |  | 50 | 0
FUMAX630 | Fumax 630.20.D.8 c/w 1.5 kw 4P 380V |  |  | 0 | 0
FUMAX710 | Fumax 710.20.D c/w 3kw 4P 380V |  |  | 0 | 0
FUMAX900 | Fumax 900.32.4.E.4 c/w5.5kw 4P 380V |  |  | 0 | 0
Fan Redusor | Fan Size to 260 X 260 mm |  |  | 0 | 0
Fan Screen | 500mm Dia |  |  | 0 | 0
Fan Testing | Service Engineer x1 |  |  | 0 | 0
Fiber Laser | Mini Desktop Fibre Laser - Mini Desktop Fibre Laser Marking Machine |  |  | 0 | 0
Fumax 1000.32.F.8.1100.4.3 | c/w 11 kW 4 Pole 380 V Motor |  |  | 0 | 0
Fumax 1000.32.F.8.1500.4.3 | c/w 15 kW 4 Pole 380 V Motor |  |  | 0 | 0
Fumax 1000.32.F.8.1850.4.3 | c/w 18.5 kW 4 Pole 400 V Motor | FM - DONKIN |  | 0 | 0
Fumax 10007504 | 1000 32.F.8 c/w 7.5kW 4 Pole 380V | FM - DONKIN |  | 8 | 0
Fumax 1250 50.H.6 | 5.5kW 4Pole 380V |  |  | 0 | 0
Fumax 500 20.C.8 | c/w 2.2kW 4 Pole 380 V |  |  | 0 | 0
Fumax 560 | Fumax 560.20.D.8 C/W 3KW 2P 380V | FM - DONKIN |  | 0 | 0
Fumax 630 | Fumax 630 | FM - DONKIN |  | 4 | 0
Fumax 6300754 | 630 20.D.8 c/w 0.75 kW 4 Pole 380V |  |  | 0 | 0
Fumax 710.20.D.8.0220.4.3 | c/w 2.2 kW 4 Pole 380 V Motor | FM - DONKIN |  | 0 | 0
Fumax 800.32.E.8.0400.4.3 | c/w 4 kW 4 Pole 380 V Motor | FM - DONKIN |  | 0 | 0
Fumax 8004004 | 800 32.F.8 c/w 4 kW 4 Pole 380V | FM - DONKIN |  | 0 | 0
Fumax 900 32.E.8 | c/w 4 kW 4 Pole 380 V |  |  | 0 | 0
Fumax 900.20.E.8.0550.4.3 | c/w 5.5 kW 4 Pole 380 V | FM - DONKIN |  | 7 | 0
Fumax 900.20.E.8.0750.4.3 | c/w 7.7 kW 4 Pole 380 V Motor | FM - DONKIN |  | 1 | 0
Fumax-2 400 15.B.8 | 1.5 kW 4 Pole 220 V |  |  | 0 | 0
Fumax400 | Fumax 4000.15.B.4 C/W 1.5KW 2P 380V | FM - DONKIN |  | 0 | 0
Fumex 1250.50.H.6.0220.4.3 | c/w 22 kW 4 Pole 380 V Motor |  |  | 0 | 0
G023 | GLOVES 2.5 GREEN WRIST | CONSUMABLES |  | 6 | 0
G028 | 8 RED HEAT RESISTANT GLOVES | CONSUMABLES |  | 2 | 0
G2E180EH0301 | 220V SI Centrifugal Fan |  |  | 12 | 0
GALV-TERMINAL CAP | TERMINAL CAP | FM - CASING |  | 30 | 0
GALVANISING | Galvanizing General 11 X FAN CASING | FM - CASING |  | 11038.05 | 0
GAS001 | Rolls Gasketing |  |  | 4 | 0
GL5 | 380V Extraction & Ventilation 380V, 0.55kW 1430rpm 7000m3/hr |  |  | 12 | 0
GLF12.5 | Box, NO MOTOR |  |  | 30 | 0
GLF7 | c/w 0.45kW 960RPM 380V Motor |  |  | 12 | 0
GM35SG5IH | GM 35 S, UNIT, ACCOUSTIC HOOD |  |  | 0 | 0
GRM300 | Shutter PVC Gravity for 200mmFan S/Frame | Accessories |  | 2 | 0
GRM350 | Shutter PVC Gravity for 250mmFan S/Frame | Accessories |  | 7 | 0
GRM535 | Shutter PVC Gravity for 400mmFan S/Frame | Accessories |  | 3 | 0
GRM634 | Shutter PVC Gravity for 450mmFan S/Frame |  |  | 0 | 0
H20102 | WEATHER SEAL 6mm*25mm*5mt BLACK FOAM | CONSUMABLES |  | 80 | 0
HANDLING FEE. | GOODS RETURNED HANDLING FEE - CHARGED AT 15% |  |  | 0 | 0
HBC-M 1400(E)/0.83 SI Arr (6A) (HD04/04) | c/w 110 kW 4 Pole 525 V |  |  | 0 | 0
HBC-M 1600(A)/0.93 SI Arr (6A) (HD04/04) | c/w 132 kW 4 Pole 525 V (Direct Driven) |  |  | 0 | 0
HBC-M 630(B)/0.96 | c/w 18.5 kW 4 Pole 380 V (Direct Driven) |  |  | 0 | 0
HBC-M 710/1.0 (1A) Class 3 | 30k W 4Pole 380 V Motor (Belt Driven Fan) |  |  | 0 | 0
HBC-M 900(A)/0.99 SI Arr (6A) (HD04/04) | c/w 55 kW 4 Pole 525V Motor |  |  | 0 | 0
HBCM630 | HBC-M 630 Ar 6A Direct Driven c/w 9.2KW 2P 380V |  |  | 0 | 0
HBF 45 T4 | c/w 0.55 kW 4 Pole 380V Motor |  |  | 0 | 0
HCT/EC | 45-2T-2 400V 50/60HZ IE5 |  |  | 0 | 0
HDA 9/9 | Crop to 959mm - 42mm Bore | FM - IMPELLER |  | 0 | 0
HDA1250 | HDA 1250 , 9Bladed , axial flow impeller | FM - IMPELLER |  | 3 | 0
HDA9B315 | HDA9 - 315 Impeller to suit 0.37Kw 2pole Motor | FM - CFW FANS |  | 1 | 0
HE190ES | VORT QBK HE 190 ES (300CFM) | FM - VORTICE |  | 0 | 0
HEP.25.2TH | HEP.25.2T/H | FM - SODECA |  | 7 | 0
HF002 | Galvanised Holding Frame 610x610x55 |  |  | 16 | 0
HIGH H | HIGH HEAT 5LT SILVER | FM - WORKS |  | 1 | 0
HJBM-Plus | 50-T-4 c/w 0.55KW 1400rpm 380V |  |  | 0 | 0
HPLV 560 | ARR 6A 7,5kW-2P MOTOR 525 V |  |  | 0 | 0
HPLV 560/1.0 SISW | Spare Impeller |  |  | 0 | 0
HPLV 630-1 | c/w 11kW 2Pole |  |  | 0 | 0
HPLV 630/0.71 SISW Ar 6A | c/w 5.5 kW 2 Pole 380V Motor |  |  | 0 | 0
HPLV 710/0.75 SISW Ar 6A | c/w 15Kw 2P 400V |  |  | 0 | 0
HPLV710152 | HPLV 710/1.0 SISW Ar 6A c/w 15Kw 2P 400V | FM - DONKIN |  | 0 | 0
HV | HV 6 c/w 0.45kw 6P |  |  | 0 | 0
HV 11.2 | 0.75kW 380V |  |  | 0 | 0
HV 12.5 | HV1250 c/w 1.1Kw 450 rpm 380V |  |  | 0 | 0
HV-7 | HV 7 c/w 0.45kW 6Pole |  |  | 0 | 0
HV5.6 750x400x750 | c/w 0.45KW/ 960RPM / 220V |  |  | 0 | 0
HV5380V | HV5 c/w 0.55kw 380V |  |  | 0 | 0
HV7T | HV 7 c/w 0.45kw 6P 380v |  |  | 1 | 0
HV8 | c/w 0.37Kw 450 rpm 380V |  |  | 0 | 0
HV9.5 Fan | HV 9.5 - 220V 0.55KW |  |  | 0 | 0
HV9.5T | Extractor Fan c/w 0.75kw 380v |  |  | 0 | 0
HVF | 105L-6 |  |  | 0 | 0
HVF - 105N | HVF-105N c/w 0.75kW 850rpm 220v |  |  | 0 | 0
HVF65N | HVF 65 N |  |  | 0 | 0
HVF75N | HVF 75 N |  |  | 0 | 0
HVJ-2S- | 315 |  |  | 0 | 0
HVJ2 | HVJ2 |  |  | 0 | 0
HVMotor 380V | HV 1250 - 380V Motor | Accessories |  | 0 | 0
HWP100/001 | 500mm Dia Fan Guard 3mm Spiral, 4mm Support, Mild Steel, Uncoated |  |  | 11 | 0
HWP100/001- | 800mm Dia Fan Guard |  |  | 4 | 0
I&T | Installation and Training |  |  | 0 | 0
ID75/180OD | Cooling Spinner - 75mm ID - 180 OD | FM - DONKIN |  | 0 | 0
IM-CF | Light duty Impeller |  |  | 0 | 0
IMA0500B150A10AR24090 | Impeller 0500mm 'B' 150A10AR 24mm 090Frame Deg00(aluminium) |  |  | 0 | 0
IMP0315B150A05PR14071 | Impeller 0315mm 'B' 150A05PR 14mm 071Frame Deg00 -10 DEG | Accessories |  | 2 | 0
IMP0315B150A10AR14071 | Impeller 0315mm 'B' 150A10AR 14mm 071Frame Deg00 -26 DEG | Accessories |  | 2 | 0
IMP0315B150A10PR14071 | Impeller 0315mm 'B' 150A10PR 14mm 071Frame Deg00 21 DEG | Accessories |  | 1 | 0
IMP0400B150A05PR14071 | Impeller 0400mm 'B' 150A05PR 14mm 071Frame Deg00 - 10 DEG | Accessories |  | 1 | 0
IMP0400B150A05PR19080 | Impeller 0400mm 'B' 150A05PR 19mm 080Frame - 23Deg | Accessories |  | 5 | 0
IMP0400B150A05PR24090 | Impeller 0400mm 'B' 150A05PR 24mm 090Frame - 29Deg | Accessories |  | 1 | 0
IMP0400B150A10PR14071 | Impeller 0400mm 'B' 150A10PR 14mm 071Frame Deg00 19 DEG | Accessories |  | 1 | 0
IMP0500B150A05AR19080 | Impeller 0500mm 'B' 150A05AR 19mm 080Frame Deg00 - 10 DEG | Accessories |  | 1 | 0
IMP0500B150A05AR24090 | Impeller 0500mm 'B' 150A05AR 24mm 090Frame Deg00 -14 DEG | Accessories |  | 1 | 0
IMP0500B150A05PR14071 | Impeller 0500mm 'B' 150A05PR 14mm 071Frame Deg00 -17 DEG | Accessories |  | 1 | 0
IMP0500B150A10AR14071 | Impeller 0500mm 'B' 150A10AR 14mm 071Frame Deg00 -10 DEG | Accessories |  | 1 | 0
IMP0500B150A10AR19071 | Impeller 0500mm 'B' 150A10AR 19mm 071Frame Deg00 -28 DEG | Accessories |  | 1 | 0
IMP0500B150A10AR24090 | Impeller 0500mm 'B' 150A10AR 24mm 090Frame Deg16 | Accessories |  | 1 | 0
IMP0500B150A10AR24090. | Impeller 0500mm 'B' 150A10AR 24mm 090Fram 16deg | Accessories |  | 0 | 0
IMP0500B150A10AR28100 | Impeller 0500mm 'B' 150A10AR 28mm 100Frame Deg00 -25 DEG | Accessories |  | 5 | 0
IMP0500B150A10PR14071 | Impeller 0500mm 'B' 150A10PR 14mm 071Frame Deg00 - 18 DEG | Accessories |  | 2 | 0
IMP0500B150A10PR140711 | Impeller 0500mm 'B' 150A10PR 14mm 071Frame Deg00 - 12 DEG | Accessories |  | 1 | 0
IMP0560B150A05AR14071 | Impeller 0560mm 'B' 150A05AR 14mm 071Frame Deg00 - 20 DEG | Accessories |  | 1 | 0
IMP0560B150A05AR28100 | Impeller 0560mm 'B' 150A05AR 28mm 100Frame Deg00 - 22 DEG | Accessories |  | 2 | 0
IMP0560B150A05PR14071 | Impeller 0560mm 'B' 150A05PR 14mm 071Frame Deg00 20 DEG | Accessories |  | 1 | 0
IMP0560B150A10AR14071 | Impeller 0560mm 'B' 150A10AR 14mm 071Frame Deg00 10 DEG FM3517 | Accessories |  | 1 | 0
IMP0560B150A10AR19080 | Impeller 0560mm 'B' 150A10AR 19mm 080Frame Deg00 - 15 DEG | Accessories |  | 9 | 0
IMP0560B150A10AR19080. | Impeller 0560mm 'B' 150A10AR 19mm 080Frame Deg00 - 20 DEG | Accessories |  | 1 | 0
IMP0560B150A10AR19080.. | Impeller 0560mm 'B' 150A10AR 19mm 080Frame Deg00 - 12 DEG | Accessories |  | 2 | 0
IMP0560B150A10AR19080... | Impeller 0560mm 'B' 150A10AR 19mm 080Frame Deg00 13 DEG FM3516 | Accessories |  | 1 | 0
IMP0560B150A10AR24090 | Impeller 0560mm 'B' 150A10AR 24mm 090Frame Deg00 - 33 DEG | Accessories |  | 1 | 0
IMP0560B150A10AR24090. | Impeller 0560mm 'B' 150A10AR 24mm 090Frame Deg00 - 28 DEG | Accessories |  | 2 | 0
IMP0560B150A10PR14071 | Impeller 0560mm 'B' 150A10PR 14mm 071Frame | Accessories |  | 1 | 0
IMP0560B150A10PR19080 | Impeller 0560mm 'B' 150A10PR 19mm 080Frame Deg00 - 11 DEG | Accessories |  | 1 | 0
IMP0560B250A14AR19080 | Impeller 0560mm 'B' 250A14AR19mm 080Frame | Accessories |  | 1 | 0
IMP0560B250A14PR24090 | Impeller 0560mm 'B' 250A14PR 24mm 090Frame | Accessories |  | 2 | 0
IMP0630B150A10AR24090 | Impeller 0630mm 'B' 150A10AR 24mm 090Frame Deg00 -27 DEG | Accessories |  | 5 | 0
IMP0630B250A14AR24090 | Impeller 0630mm 'B' 250A14AR 24mm 090Frame | Accessories |  | 3 | 0
IMP0630B250A14AR28100 | Impeller 0630mm 'B' 250A14AR 28mm 100Frame | Accessories |  | 7 | 0
IMP0630B250A14PR28100 | Impeller 0630mm 'B' 250A14PR 28mm 100Frame Deg00 - 30 DEG | Accessories |  | 1 | 0
IMP0710A150A10AR28100 | Impeller 0710mm 'A' 150A10AR 28mm 100Frame Deg00 - 38 DEG | Accessories |  | 6 | 0
IMP0710B150A05AR28100 | Impeller 0710mm 'B' 150A05AR 28mm 100Frame Deg00 - 35 DEG | Accessories |  | 3 | 0
IMP0710B150A05PR24090 | Impeller 0710mm 'B' 150A05PR 24mm 090Frame Deg00 -21 DEG | Accessories |  | 3 | 0
IMP0710B150A10AR28100 | Impeller 0710mm 'B' 150A10AR 28mm 100Frame Deg00 - 33 DEG | Accessories |  | 2 | 0
IMP0710B150A10AR28100. | Impeller 0710mm 'B' 150A10AR 28mm 100Frame Deg00 - 38 DEG | Accessories |  | 2 | 0
IMP0710B250A07PR240903 | Impeller 0710mm 'B' 250A07PR 24mm 090Frame Deg00 -24 DEG | Accessories |  | 1 | 0
IMP0710B250A14AR28100 | Impeller 0710mm 'B' 250A14AR 28mm 100Frame | Accessories |  | 4 | 0
IMP0710B250A14PR24090 | Impeller 0710mm 'B' 250A14PR 24mm 090Frame | Accessories |  | 4 | 0
IMP0800B150A10AR28100 | Impeller 0800mm 'B' 150A10AR 28mm 100Frame Deg00 - 25 DEG | Accessories |  | 12 | 0
IMP0800B150A10AR28100. | Impeller 0800mm 'B' 150A10AR 28mm 100Frame Deg00 -14 DEG | Accessories |  | 2 | 0
IMP0800B150A10PR28100 | Impeller 0800mm 'B' 150A10PR 28mm 100Frame Deg 25 | Accessories |  | 5 | 0
IMP0800B250A14AR28100 | Impeller 0800mm 'B' 250A14AR 28mm 100Frame | Accessories |  | 1 | 0
IMP0800B250A14AR38132 | Impeller 0800mm 'B' 250A14AR 38mm 132Frame Deg00 - 35 DEG | Accessories |  | 8 | 0
IMP0900B250A14AR28 | 900/250/14 13 deg pitch 28mm bore form B Aluminium Blades | Accessories |  | 1 | 0
IMP0900B250A14AR38 | 900/250/14 15 deg pitch 38mm bore form B Aluminium Blades | Accessories |  | 1 | 0
IMP1000B250A14AR38132 | Impeller 1000mm 'B' 250A14AR 38mm 132Frame Deg00 - 25 DEG | Accessories |  | 2 | 0
IMP1220 Impeller | c/w 18.5 kW 4 Pole 380 V |  |  | 0 | 0
IMP315LDA | 315diam LDA Impeller | FM - IMPELLER |  | 1 | 0
IMP400LDA | 400diam LDA Impeller | FM - IMPELLER |  | 0 | 0
IMP400LDP | 400diam LDP Impeller | FM - DONKIN |  | 3 | 0
IMP560LDP | LDP 560/250/12/1440-Form B - 15 degrees | FM - IMPELLER |  | 3 | 0
IMP800LDA | LDA 800-9-A16 | FM - IMPELLER |  | 1 | 0
INLET-CONE | 18 Inch Inlet Cone | FM - IMPELLER |  | 12 | 0
Imepeller 560mm 'B' 250A10AR | 19mm 080Frame 12DEG |  |  | 0 | 0
Imepeller 560mm 'B' 250A14AR | 19mm 080Frame 15DEG | Accessories |  | 2 | 0
Imp BI | Set pitch, Crop & Balance impeller | FM - DONKIN |  | 1 | 0
Impeller 0710mm 'B' 150A10AR | 24mm 090Frame 13 DEG | Accessories |  | 1 | 0
Impeller 0710mm 'B' 250A14AR | 24mm 090 Frame 10 DEG | Accessories |  | 3 | 0
Impeller 560mm 'B' 150A10AR | 14mm 071Frame 12DEG | Accessories |  | 3 | 0
Impeller 630mm 'B' 150A10AR | 24mm 090Frame 15DEG | Accessories |  | 2 | 0
Impeller 630mm 'B' 250A14AR | 24mm 090Frame 15 DEG | Accessories |  | 1 | 0
Impeller 710mm 'B' 250A14R | 24mm 090Frame 12 DEG | Accessories |  | 1 | 0
Impeller Plate Mount Fans | Spare Impeller |  |  | 0 | 0
Impeller shaft | Impeller shaft+2 keys. Stainless Steel | FM - WORKS |  | 2 | 0
Induced Draft Plan | INSPECTION TEST PALN (ITP) | FM - SODECA |  | 1 | 0
Installation | Attenuators |  |  | 1 | 0
J48821 | BCC-2 450 c/w 5.5kw 4P 380V DIDW |  |  | 0 | 0
J57174BRG | BCC-2 560 Bearings |  |  | 0 | 0
J57174IMP | BCC-2 560 Impeller set |  |  | 0 | 0
J57174INC | BCC-2 560 Inlet Cone |  |  | 0 | 0
J57174SHT | BCC-2 560 Shaft |  |  | 0 | 0
J70889 FAN | BCC-2 900/1.0 SISW c/w 7.5Kw 4P 380V | FM - DONKIN |  | 1 | 0
J89867 AVM | Anti Vibration Mount-Set |  |  | 0 | 0
J95929 | BCC-2 315 Class 1 DIDW c/w 2.2kw 4P 380V |  |  | 0 | 0
J96093 | BCC-2 355 DIDW c/w 3.0kw 2P 380V |  |  | 0 | 0
J96202-BCC-2315 | BCC-2 315 Class 1 AR 4A DIDW excl motor | FM - DONKIN |  | 3 | 0
JA2 18000Btu | JASA-H18A4/JA2 |  |  | 0 | 0
JAXI300F400 | JAXI 300 F400 'C / 2H | FM - KAYITES |  | 0 | 0
JAXI315F300 | JAXI 315 F300 'C / 2H | FM - KAYITES |  | 0 | 0
JAXI355F300 | JAXI 355 F300 'C / 2H | FM - KAYITES |  | 0 | 0
JAXI355F400 | JAXI 355 F400 'C / 2H | FM - KAYITES |  | 0 | 0
JAXI400F300 | JAXI 400 F300 'C / 2H | FM - KAYITES |  | 0 | 0
JAXI400F400 | JAXI 400 F400 'C / 2H | FM - KAYITES |  | 0 | 0
JAXI450F300 | JAXI 450 F300 'C / 2H | FM - KAYITES |  | 0 | 0
JAXI450F400 | JAXI 450 F400 'C / 2H | FM - KAYITES |  | 0 | 0
JAXI500F300 | JAXI 500 F300 'C / 2H | FM - KAYITES |  | 0 | 0
JAXI500F400 | JAXI 500 F400 'C / 2H | FM - KAYITES |  | 0 | 0
JB1948 | HPLV 630/0.71 c/w 4.0kw 2890rpm 525V Motor | FM - DONKIN |  | 10 | 0
JC25776 BEARING SET | c/w TIMAKE PLUMMER BLOCK |  |  | 0 | 0
JC25776 SHAFT | ONLY |  |  | 0 | 0
JC6202 | BCC-2 Class 1 DI2DW c/w 2,2kW 4P 400V - 2522RPM |  |  | 0 | 0
JC9756 | BCC-2 315 Class 1 DIDW c/w 2.2kw 4P 380V - 2845RPM |  |  | 0 | 0
JG/S6 | 600mm 380V 2.2KW 1400rpm |  |  | 0 | 0
JN2002-GNTBOOT-500-00-06 | GRANITE CHELSEA BOOTS BLACK 6 | FM - UNIFORM |  | 1 | 0
JN2002-GNTBOOT-500-00-07 | GRANITE CHELSEA BOOTS BLACK 7 | FM - UNIFORM |  | 1 | 0
JN3002-TUNBOOT-600-00-07 | TUNGSTEN BOOT BLACK 7 | FM - UNIFORM |  | 2 | 0
JN3002-TUNBOOT-600-00-09 | TUNGSTEN BOOT BLACK 9 | FM - UNIFORM |  | 1 | 0
JRAD50F300 | JRAD 50 F300 'C / 2H | FM - KAYITES |  | 4 | 0
JRAD50F400 | JRAD 50 F400 'C / 2H | FM - KAYITES |  | 0 | 0
JRAD70F300 | JRAD 70 F300 'C / 2H | FM - KAYITES |  | 0 | 0
JRAD70F400 | JRAD 70 F400 'C / 2H | FM - KAYITES |  | 0 | 0
JRAD90F300 | JRAD 90 F300 'C / 2H | FM - KAYITES |  | 0 | 0
JRAD90F400 | JRAD 90 F400 'C / 2H | FM - KAYITES |  | 0 | 0
JTPOLY-6398B-600-03-M | WORK T BLACK M | FM - UNIFORM |  | 2 | 0
JTPOLY-6398B-600-04-L | WORK T BLACK L | FM - UNIFORM |  | 2 | 0
K03MS II ATEX | K03MS II ATEX 3G/D II GOR-A ATEX II2G Ex db eb IIC T3 Gb kW 0,55 B34 IIC T3 +PTC V380 50 Hz IE2 | FM - FPZ |  | 0 | 0
K03MS055S | SCL-K03 MS-0.55kW-1 | FM - FPZ |  | 1 | 0
K04MS11S | SCL-K04 MS-1.1kW-1-220V | FM - FPZ |  | 5 | 0
K04MS11T | SCL-K04 MS-1.1kW | FM - FPZ |  | 6 | 0
K04MS15T | SCL-K04 MS-1.5kW | FM - FPZ |  | 0 | 0
K05MS11S | SCL-K05 MS-1.1kW-1-220V | FM - FPZ |  | 0 | 0
K05MS11T | SCL-K05 MS-1.1kW | FM - FPZ |  | 0 | 0
K05MS15T | SCL-K05 MS-1.5kW | FM - FPZ |  | 4 | 0
K05MS22S | SCL-K04 MS-2.2kW-1-220V | FM - FPZ |  | 1 | 0
K05MS22T | SCL-K05 MS-2.2kW | FM - FPZ |  | 4 | 0
K05MS3T | SCL-K05 MS-3kW | FM - FPZ |  | 0 | 0
K05TD3 | SCL-K05 TD-3kW | FM - FPZ |  | 0 | 0
K05TD4 | SCL-K05 TD-4kW | FM - FPZ |  | 0 | 0
K05TS3 | SCL-K05 TS-3kW | FM - FPZ |  | 0 | 0
K05TS4 | SCL-K05 TS-4kW | FM - FPZ |  | 0 | 0
K06MS22 | SCL-K06 MS-2.2kW | FM - FPZ |  | 0 | 0
K06MS3 | SCL-K06 MS-3.0kW | FM - FPZ |  | 0 | 0
K06MS4 | SCL-K06 MS-4W | FM - FPZ |  | 3 | 0
K06TD4 | SCL-K06 TD-4.0kW | FM - FPZ |  | 0 | 0
K06TD55 | SCL-K06 TD-5.5kW | FM - FPZ |  | 0 | 0
K06TD75 | SCL-K06 TD-7.5kW | FM - FPZ |  | 0 | 0
K06TS4 | SCL-K06 TS-4.0kW | FM - FPZ |  | 0 | 0
K06TS55 | SCL-K06 TS-5.5kW | FM - FPZ |  | 0 | 0
K06TS75 | SCL-K06 TS-7.5kW | FM - FPZ |  | 0 | 0
K07MS22 | SCL-K07 MS-2.2kW | FM - FPZ |  | 0 | 0
K07MS3 | SCL-K07 MS-3.0kW | FM - FPZ |  | 0 | 0
K07MS4 | SCL-K07 MS-4kW | FM - FPZ |  | 0 | 0
K07MS55 | SCL-K07 MS-5.5kW | FM - FPZ |  | 0 | 0
K07RMD4 | SCL-K07R MD-4.0kW | FM - FPZ |  | 0 | 0
K07RMD55 | SCL-K07R MD-5.5kW | FM - FPZ |  | 2 | 0
K07TD55 | SCL-K07 TD-5.5kW | FM - FPZ |  | 0 | 0
K07TD75 | SCL-K07 TD-7.5kW | FM - FPZ |  | 0 | 0
K07TD92 | SCL-K07 TD-9.2kW | FM - FPZ |  | 0 | 0
K07TS11 | SCL-K07 TS-11kW | FM - FPZ |  | 0 | 0
K07TS55 | SCL-K07 TS-5.5kW | FM - FPZ |  | 0 | 0
K07TS75 | SCL-K07 TS-7.5kW | FM - FPZ |  | 0 | 0
K07TS92 | SCL-K07 TS-9.2kW | FM - FPZ |  | 0 | 0
K08MS4 | SCL-K08 MS-4kW | FM - FPZ |  | 0 | 0
K08MS55 | SCL-K08 MS-5.5kW | FM - FPZ |  | 0 | 0
K08MS75 | SCL-K08 MS-7.5kW | FM - FPZ |  | 0 | 0
K08MS92 | SCL-K08 MS-9.2kW | FM - FPZ |  | 0 | 0
K08RMD75 | SCL-K08R MD MOR-7.5kw 380V | FM - FPZ |  | 0 | 0
K08TD11 | SCL-K08 TD-11kW | FM - FPZ |  | 1 | 0
K08TD15 | SCL-K08 TD-15kW | FM - FPZ |  | 0 | 0
K08TD75 | SCL-K08 TD-7.5kW | FM - FPZ |  | 0 | 0
K08TD92 | SCL-K08 TD-9.2kW | FM - FPZ |  | 0 | 0
K08TS11 | SCL-K08 TS-11kW | FM - FPZ |  | 0 | 0
K08TS15 | SCL-K08 TS-15kW | FM - FPZ |  | 0 | 0
K08TS75 | SCL-K08 TS-7.5kW | FM - FPZ |  | 0 | 0
K08TS92 | SCL-K08 TS-9.2kW | FM - FPZ |  | 0 | 0
K09MD55 | SCL-K09 MD-5.5kW | FM - FPZ |  | 0 | 0
K09MD75 | SCL-K09 MD-7.5kW | FM - FPZ |  | 2 | 0
K09MS11 | SCL-K09 MS-11kW | FM - FPZ |  | 1 | 0
K09MS4 | SCL-K09 MS-4kW | FM - FPZ |  | 0 | 0
K09MS55 | SCL-K09 MS-5.5kW | FM - FPZ |  | 0 | 0
K09MS75 | SCL-K09 MS-7.5kW | FM - FPZ |  | 0 | 0
K09MS92 | SCL-K09 MS-9.2kW | FM - FPZ |  | 0 | 0
K09TD11 | SCL-K09 TD-11kW | FM - FPZ |  | 0 | 0
K09TD15 | SCL-K09 TD-15kW | FM - FPZ |  | 0 | 0
K09TS11 | SCL-K09 TS-11kW | FM - FPZ |  | 0 | 0
K09TS15 | SCL-K09 TS-15kW | FM - FPZ |  | 0 | 0
K10MD75 | SCL-K10 MD-7.5kW | FM - FPZ |  | 0 | 0
K10MD92 | SCL-K10 MD-9.2kW | FM - FPZ |  | 2 | 0
K10MS11 | SCL-K10 MS-11kW | FM - FPZ |  | 0 | 0
K10MS15 | SCL-K10 MS-15kW | FM - FPZ |  | 0 | 0
K10MS55 | SCL-K10 MS-5.5kW | FM - FPZ |  | 0 | 0
K10MS75 | SCL-K10 MS-7.5kW | FM - FPZ |  | 2 | 0
K10MS92 | SCL-K10 MS-9.2kW | FM - FPZ |  | 1 | 0
K10TD11 | SCL-K10 T D-11kW | FM - FPZ |  | 0 | 0
K10TD15 | SCL-K10 TD-15kW | FM - FPZ |  | 0 | 0
K10TD185 | SCL-K10 TD-18.5kW | FM - FPZ |  | 0 | 0
K10TS11 | SCL-K10 TS-11kW | FM - FPZ |  | 0 | 0
K10TS15 | SCL-K10 TS-15kW | FM - FPZ |  | 0 | 0
K10TS185 | SCL-K10 TS-18.5kW | FM - FPZ |  | 0 | 0
K11MD11 | SCL-K11 MD-11kW | FM - FPZ |  | 1 | 0
K11MD75 | SCL-K11 MD-7.5kW | FM - FPZ |  | 0 | 0
K11MS11 | SCL-K11 MS-11kW | FM - FPZ |  | 0 | 0
K11MS15 | SCL-K11 MS-15kW | FM - FPZ |  | 0 | 0
K11MS185 | SCL-K11 MS-18.5kW | FM - FPZ |  | 0 | 0
K11MS75 | SCL-K11 MS-7.5kW | FM - FPZ |  | 0 | 0
K11MS92 | SCL-K11 MS-9.2kW | FM - FPZ |  | 0 | 0
K11TD15 | SCL-K11 TD-15kW | FM - FPZ |  | 0 | 0
K11TD185 | SCL-K11 TD-18.5kW | FM - FPZ |  | 0 | 0
K11TS15 | SCL-K11 TS-15kW | FM - FPZ |  | 0 | 0
K11TS185 | SCL-K11 TS-18.5kW | FM - FPZ |  | 0 | 0
K11TS22 | SCL-K11 TS-22kW | FM - FPZ |  | 0 | 0
K11TS30 | SCL E11-TS GOR-C 30KW 400/690-50 V-Hz | FM - FPZ |  | 0 | 0
K12MD11 | SCL-K12 MD-11kW | FM - FPZ |  | 0 | 0
K12MD15 | SCL-K12 MD-15kW | FM - FPZ |  | 0 | 0
K12MS11 | SCL-K12 MS-11kW | FM - FPZ |  | 0 | 0
K12MS15 | SCL-K12 MS-15kW | FM - FPZ |  | 0 | 0
K12MS185 | SCL-K12 MS-18.5kW | FM - FPZ |  | 0 | 0
K12MS92 | SCL-K12 MS-9.2kW | FM - FPZ |  | 0 | 0
K12TD185 | SCL-K12 TD-18.5kW | FM - FPZ |  | 0 | 0
K431A5F | D 1F-1,05KW X DDMP 8/9 TIG M6A1 | FM - FPZ |  | 0 | 0
K431A8B | D 1F-2,0KW X DDMP 10/8 M6A4 | FM - FPZ |  | 0 | 0
K75MS4 | SCL-K75 MS-4kW | FM - FPZ |  | 0 | 0
K75MS55 | SCL-K75 MS-5.5kW | FM - FPZ |  | 0 | 0
K75MS75 | SCL-K75 MS-7.5kW | FM - FPZ |  | 0 | 0
KAF100 | KAF 100 | FM - KAYITES |  | 10 | 0
KAF125 | KAF 125 | FM - KAYITES |  | 3 | 0
KAF150 | KAF 150 | FM - KAYITES |  | 5 | 0
KAF160 | KAF 160 | FM - KAYITES |  | 0 | 0
KAF200 | KAF 200 | FM - KAYITES |  | 0 | 0
KAF250 | KAF 250 | FM - KAYITES |  | 8 | 0
KAF315 | KAF 315 | FM - KAYITES |  | 12 | 0
KAT 15/15 C2 | TWIN BARE FAN 380/380 CW FCC |  |  | 1 | 0
KAZ120 | KAZ 120 | FM - KAYITES |  | 14 | 0
KAZ140 | KAZ 140 | FM - KAYITES |  | 3 | 0
KAZ160 | KAZ 160 | FM - KAYITES |  | 17 | 0
KDAXIS200 | KDAXIS 200 | FM - KAYITES |  | 19 | 0
KDAXIS250 | KDAXIS 250 | FM - KAYITES |  | 18 | 0
KDAXIS300 | KDAXIS 300 | FM - KAYITES |  | 23 | 0
KDAXIS350 | KDAXIS 350 | FM - KAYITES |  | 24 | 0
KDD 10/10-4/1 | Fan KDD 10/10 550W 4P-1 3SY |  |  | 0 | 0
KDD 12/12-6-1 | FAN KDD 12/12 517W 6P-1 3SY |  |  | 10 | 0
KHA50 | Speed Controller |  |  | 0 | 0
KOMU250 | KOMU250 - Non Return Damper | Vents |  | 23 | 0
KP2-S c/w | 373 Watts 220/1/50 |  |  | 0 | 0
KP6-H AT | Attenuator |  |  | 0 | 0
KP6-H. | Filter Unit with Primary and Hepa Filter |  |  | 0 | 0
KSA-250-4K-M | KSA-250-4K-M | FM - KAYITES |  | 0 | 0
KSA-300-4K-M | KSA-300-4K-M | FM - KAYITES |  | 0 | 0
KSA-350-4K-M | KSA-350-4K-M | FM - KAYITES |  | 0 | 0
KSA4004M | KSA-400-4K-M-220V | FM - KAYITES |  | 0 | 0
KSA4004T | KSA-400-4K-T-380V | FM - KAYITES |  | 2 | 0
KSA4504M | KSA-450-4K-M-220V | FM - KAYITES |  | 0 | 0
KSA4504T | KSA-450-4K-T-380V | FM - KAYITES |  | 1 | 0
KSA5004M | KSA-500-4K-M-220V | FM - KAYITES |  | 0 | 0
KSA5004T | KSA-500-4K-T-380V | FM - KAYITES |  | 0 | 0
KSA5504M | KSA-550-4K-M-220V | FM - KAYITES |  | 0 | 0
KSA5504T | KSA-550-4K-T-380V | FM - KAYITES |  | 0 | 0
KSA6004M | KSA-600-4K-M-220V | FM - KAYITES |  | 0 | 0
KSA6004T | KSA-600-4K-T-380V | FM - KAYITES |  | 1 | 0
KSB 150 | INLINE SILENT FAN |  |  | 0 | 0
KSB250 | KSB250 | Vents |  | 0 | 0
KUL | 1/200 X 200 back draft damper | Accessories |  | 30 | 0
Keep Plates - 165 | Keep Plate 5mm OD. 42mm, ID. 6, 10mm | FM - IMPELLER |  | 54 | 0
Keep Plates - 250 | Keep Plate 5mm OD. 42mm, ID. 6, 10, 12mm | FM - IMPELLER |  | 92 | 0
Keep-plate5mmOD | Keep Plate 5mm OD. 42mm, ID. 6mm | FM - DONKIN |  | 252 | 0
Kilometer | Travelled Kilometers | FM - MACHINERY |  | 200 | 0
L10101101 | CA 100 VO - D Two Speed - Plastic | FM - VORTICE |  | 0 | 0
L10101126 | CA 125 VO - D Two Speed - Plastic | FM - VORTICE |  | 0 | 0
L10101151 | CA 150 VO - D Two Speed - Plastic | FM - VORTICE |  | 0 | 0
L10101200 | CA 200Q VO Lower Volume In-Line Tube Fan Plastic Casin | FM - VORTICE |  | 0 | 0
L10101250 | CA 250 VO In-Line Tube Fan Plastic Casing | FM - VORTICE |  | 0 | 0
L10101315 | CA 315 VO In-Line Tube Fan Plastic Casing | FM - VORTICE |  | 0 | 0
L10101317 | CA 355 | FM - VORTICE |  | 0 | 0
L20300630 | 24 - 630mm Louvre Shutter Size 756 X 756 |  |  | 0 | 0
L54202182 | CMA 218-2T | FM - SODECA |  | 6 | 0
LASER CUTTING-255 | 255 x 298 x 5mm | FM - DONKIN |  | 2 | 0
LASER CUTTING-775 | 775 x 225 x 5mm | FM - FABRICATION |  | 2 | 0
LCE 250 | Extractor Ceiling Fan 250mm 220v | Accessories |  | 20 | 0
LCF- 56 | 900mm Ceiling Sweep Fan |  |  | 0 | 0
LDA9B710 | LDA9B - Allumium bladed Impeller - Form B to suit 1.1kw 4Pole motor | FM - CFW FANS |  | 4 | 0
LDP 560/250/12/1440/ | Form B - Blade Angle 15 Deg | FM - IMPELLER |  | 3 | 0
LEGESSS-COT135-100-03-M | LEGENDARY SHORT SLEEVE SHIRT BLUE M | FM - UNIFORM |  | 1 | 0
LEGESSS-COT135-101-03-M | LEGENDARY SHORT SLEEVE SHIRT NAVY M | FM - UNIFORM |  | 3 | 0
LEGESSS-COT135-914-04-L | LEGENDARY SHORT SLEEVE SHIRT FATIGUE L | FM - UNIFORM |  | 1 | 0
LEGESSS-MCNAST-M45-03-M | LEGENDARY TWO-TONE SHORT SLEEVE SHIRT - NAVY/STONE M | FM - UNIFORM |  | 4 | 0
LEGESSS-MCNAST-M45-04-L | LEGENDARY TWO-TONE SHORT SLEEVE SHIRT NAVY/STONE L | FM - UNIFORM |  | 1 | 0
LFC | LFC 450 SISW CL-1 Arrgt 1A |  |  | 0 | 0
LS250 | LOUVER SHUTTER Alum. 9 | FM - DONKIN |  | 9 | 0
LS315 | LOUVER SHUTTER Alum. 12 | FM - DONKIN |  | 8 | 0
LS400 | LOUVRE SHUTTER 15'' | FM - DONKIN |  | 0 | 0
LS500 | LOUVRE SHUTTER Alum. 18 | FM - DONKIN |  | 0 | 0
LS630 | LOUVRE SHUTTER Alum. 24 | FM - DONKIN |  | 6 | 0
LT10-3SPD | LT10 - 3-Step Speed Controller 10Amp |  |  | 0 | 0
Labour. | Repair Dasqua 1012-2010-A COMBINATION SET SQUARE | FM - MACHINERY |  | 2 | 0
Laptop | Lenovo AMD RYZEN 7 (i7) 7730U 2.0GHz -8GB ram 512GB 15.6 ich FHD battery 3 Cell |  |  | 1 | 0
Laser Cutting | Fans Casing | CASING |  | 0 | 0
Laser Cutting - | Program 1 Cutting & Bending |  |  | 18 | 0
Laser Cutting - S | Special cut flanges | FM - FABRICATION |  | 1 | 0
Laser Cutting - TB 315-560 | Program TB 325-560 | FM - DONKIN |  | 1 | 0
Laser Cutting - TB 630-800 | Program TB 630-800 | FM - DONKIN |  | 1 | 0
Laser Cutting-Axial P1 | Axial Program 1 Cover | FM - FABRICATION |  | 1 | 0
Laser Cutting-Axial P3 | Axial Program 3 Covers | FM - FABRICATION |  | 1 | 0
Laser Cutting-B | Program Buffalo | FM - DONKIN |  | 3 | 0
Laser Cutting-Bends | Laser Cutting Bends | FM - FABRICATION |  | 42 | 0
Laser Cutting-P1000 | Program 1000 - 4mm | FM - DONKIN |  | 3 | 0
Laser Cutting-P3 | Program 3 | FM - DONKIN |  | 5 | 0
Laser Cutting-P4 | Program 4 | FM - DONKIN |  | 3 | 0
Laser Cutting-P5 | Program 5 | CONSUMABLES |  | 0 | 0
Laser Cutting-P6 | Program 6 | CONSUMABLES |  | 0 | 0
Laser Cutting-P900 | Program 900 - 4mm | FM - DONKIN |  | 3 | 0
Laser Cutting-S | Strips | CASING |  | 0 | 0
M10 DIN 934 GRADE 8.8 HEX NUT Z/BLUE 10 934 GR8 ZB | M10 DIN 934 GRADE 8.8 HEX NUT Z/BLUE 10 934 GR8 ZB | FASTENERS |  | 1510 | 0
M10 FLAT WASHER | M10 FLAT WASHER DIN 125A ZINC BLUE (10 .5i/dx20o/dxthk) 10 125A ZB | FASTENERS |  | 2118 | 0
M10 FLAT WASHER (10 .5i/dx20o/dxthk) S/S A2 | M10 Flat Washer S/S A2 | FASTENERS |  | 360 | 0
M10 FLAT WASHER DIN 125A ZINC BLUE (10 .5i/dx20o/dxthk) 10 125A ZB | M10 FLAT WASHER DIN 125A ZINC BLUE (10 .5i/dx20o/dxthk) 10 125A ZB | FASTENERS |  | 3440 | 0
M10 HEX NUT ZB | M10 DIN 934 GRADE 8.8 HEX NUT Z/BLUE 10 934 GR8 ZB | FASTENERS |  | 1986 | 0
M10 Nylock Nut | M10 Nylock Nut Zinc Blue(Silver) | FASTENERS |  | 580 | 0
M10*1 M/S THREADED ROD Z/BLUE 10X1 975 ZB | M10*1 M/S THREADED ROD Z/BLUE 10X1 975 ZB | FASTENERS |  | 8 | 0
M10*16 | M10*16 HT HEX SET SCREW | FASTENERS |  | 1960 | 0
M10*25 HT HEX SET SCREW Z/BLUE 10X25 933 8.8 ZB | M10*25 HT HEX SET SCREW Z/BLUE 10X25 933 8.8 ZB | FASTENERS |  | 1250 | 0
M10*25 HT HEX SET SCREW ZB | M10*25 HT HEX SET SCREW Z/BLUE 10X25 933 8.8 ZB | FASTENERS |  | 800 | 0
M10X25 | HEX SET SCREW - S/S 304 - A2 | FASTENERS |  | 480 | 0
M10X25X2 FLAT WASHER | M10X25X2 FLAT WASHER Z/BLUE 10X25X2 OLD ZB | FASTENERS |  | 921 | 0
M10X25X2 FLAT WASHER Z/BLUE 10X25X2 OLD ZB | M10X25X2 FLAT WASHER Z/BLUE 10X25X2 OLD ZB | FASTENERS |  | 3550 | 0
M10X35 | M10X35 HT HEX SET SCREWS | FASTENERS |  | 340 | 0
M10X40 | M10X40 HT HEX SET SCREWS | FASTENERS |  | 540 | 0
M10X45 | M10X45 HT HEX SET SCREWS | FASTENERS |  | 500 | 0
M10X65 | M10X65 HT HEX SET SCREWS | FASTENERS |  | 140 | 0
M12 | HEX NUT ZINC BLUE | FASTENERS |  | 2800 | 0
M12 S/S | M12 FLAT WASHER - S/S A2 - 304 | FASTENERS |  | 240 | 0
M12*120 | HEX SET SCREW |  |  | 0 | 0
M12*20 HT HEX SET SCREW Z/BLUE 12X20 933 8.8 ZB | M12*20 HT HEX SET SCREW Z/BLUE 12X20 933 8.8 ZB | FASTENERS |  | 720 | 0
M12*20 HT HEX SET SCREW ZB | M12*20 HT HEX SET SCREW Z/BLUE 12X20 933 8.8 ZB | FASTENERS |  | 93 | 0
M12*40 | M12*40 HT HEX NUT Z/BLUE | FASTENERS |  | 520 | 0
M12*40*3 Flat Washer ZB | M12*40*3 Flat Washer ZB | FASTENERS |  | 0 | 0
M12*60 | M12X60 HT HEX SET SCREW Z/BLUE -Silver | FASTENERS |  | 760 | 0
M12*90 | HEX SET SCREW | FASTENERS |  | 940 | 0
M12X16 | M12X16 HT HEX SET SCREWS | FASTENERS |  | 800 | 0
M12X25 | M12*25 HT HEX SET SCREW Z/BLUE 12X25 933 8.8 ZB | FASTENERS |  | 1040 | 0
M12X30X3 FLAT WASHER Z/BLUE 12X30X3 OLD ZB | M12X30X3 FLAT WASHER Z/BLUE 12X30X3 OLD ZB | FASTENERS |  | 4500 | 0
M12X30X3 FLAT WASHER ZB | M12X30X3 FLAT WASHER Z/BLUE | FASTENERS |  | 223 | 0
M12X35 | M12X35 HT Hex Set Screws | FASTENERS |  | 240 | 0
M14 FLAT WASHER DIN 125A ZINC BLUE (15i / d X 28o/d X 2.5thk) 14 125A ZB | M14 FLAT WASHER DIN 125A ZINC BLUE (15i / d X 28o/d X 2.5thk) 14 125A ZB | FASTENERS |  | 30 | 0
M14 FLAT WASHER ZB | M14x30x3 FLAT WASHER Z/BLUE | FASTENERS |  | 0 | 0
M14 HT NYLOCK NUT | M14 HT NYLOCK NUT 14 985 GR8 | FASTENERS |  | 0 | 0
M14 HT NYLOCK NUT 14 985 GR8 | M14 HT NYLOCK NUT 14 985 GR8 | FASTENERS |  | 180 | 0
M14*50 HT HEX SET SCREW Z/BLUE 14X50 933 8 . 8 ZB | M14*50 HT HEX SET SCREW Z/BLUE 14X50 933 8 . 8 ZB | FASTENERS |  | 30 | 0
M14X65 Hex Set Screw | M14*65 HT HEX SET SCREW Z/BLUE | FASTENERS |  | 0 | 0
M16 FLAT WASHER ZB | M16 FLAT WASHER DIN 125A ZINC BLUE (17i/d X 30o/d 3thk) 16 125A ZB | FASTENERS |  | 535 | 0
M16 FLAT WASHER DIN (17i/d X 30o/d 3thk) S/S A2 | M16 FLAT WASHER DIN (17i/d x 30o/d X 3thk) S/S A2 | FASTENERS |  | 360 | 0
M16 FLAT WASHER DIN 125A ZINC BLUE (17i/d X 30o/d 3thk) 16 125A ZB | M16 FLAT WASHER DIN 125A ZINC BLUE (17i/d X 30o/d 3thk) 16 125A ZB | FASTENERS |  | 6382 | 0
M16 GR8 HEX NUT Z/BLUE 16 934 GR8 ZB | M16 GR8 HEX NUT Z/BLUE 16 934 GR8 ZB | FASTENERS |  | 4624 | 0
M16 HEX | M16 HEX NUT HOT DIP GALV | FASTENERS |  | 4 | 0
M16 HEX NUT ZB | M16 GR8 HEX NUT Z/BLUE 16 934 GR8 ZB | FASTENERS |  | 163 | 0
M16 HT NYLOCK NUT | M16 HT NYLOCK NUT | FASTENERS |  | 317 | 0
M16 LOCK NUT | M16 HT LOCK NUT | FASTENERS |  | 300 | 0
M16*1 | MM16*1 M/S THREADED ROD Z/BLUE - 16*1 975 ZB | FASTENERS |  | 30 | 0
M16*110 | M16*110 GR8.8 HEX BOLT HOT | FASTENERS |  | 4 | 0
M16*110 HT SET SCREW 16X110 933 8.8 | M16*110 HT SET SCREW 16X110 933 8.8 |  |  | 0 | 0
M16*120 HT HEX SET SCREW | M16*120 HT HEX SET SCREW 16X120 933 8.8 | FASTENERS |  | 1300 | 0
M16*16 | M16*16 Hex Set Screws | FASTENERS |  | 157 | 0
M16*20 | M16*20 Hex Set Screws | FASTENERS |  | 420 | 0
M16*25 | M16*25 Hex Set Screws | FASTENERS |  | 129 | 0
M16*40 HT HEX SET SCREW 8 . 8 Z/BLUE 16X40 933 8 . 8 ZB | M16*40 HT HEX SET SCREW 8 . 8 Z/BLUE 16X40 933 8 . 8 ZB | FASTENERS |  | 320 | 0
M16X1 THREADED ROD ZB | M16X1 THREADED ROD 8 . 8 ZINC BLUE 16X1 975 8 .8 ZB | FASTENERS |  | 4 | 0
M16X110 HT SET SCREW 16X110 933 8.8 | M16X110 HT SET SCREW 16X110 933 8.8 | FASTENERS |  | 10 | 0
M16X130 HT | M16X130 HT SET SCREW MECH | FASTENERS |  | 2 | 0
M16X90 | M16X90 HT HEX SET SCREWS Z/BLUE | FASTENERS |  | 300 | 0
M20 DIN 580 TESTED EYE BOLT GALV M20EYE OLD | M20 DIN 580 TESTED EYE BOLT GALV M20EYE OLD | FASTENERS |  | 8 | 0
M20*20 GRUB SCREW Z/BLUE 20X20 916 14.9 ZB | M20*20 GRUB SCREW Z/BLUE 20X20 916 14.9 ZB | FASTENERS |  | 2 | 0
M5 HT NUT Z/BLUE 5 934 GR8 ZB | M5 HT NUT Z/BLUE 5 934 GR8 ZB | FASTENERS |  | 1450 | 0
M5*16 HT HEX SET SCREW Z/BLUE 5X16 933 8.8 ZB | M5*16 HT HEX SET SCREW Z/BLUE 5X16 933 8.8 ZB | FASTENERS |  | 1820 | 0
M5*16 HT HEX SET SCREW ZB | M5*16 HT HEX SET SCREW Z/BLUE 5X16 933 8.8 ZB | FASTENERS |  | 41 | 0
M5*45 HT HEX SET SCREW | M5*45 HT HEX SET SCREW 5X45 933 8 . 8 | FASTENERS |  | 150 | 0
M5*45 HT HEX SET SCREW 5X45 933 8 . 8 | M5*45 HT HEX SET SCREW 5X45 933 8 . 8 | FASTENERS |  | 260 | 0
M5001- | Majax-2 500 20.C.8 Mancooler c/w 2.2 kW 2P 525V With Start/Stop Box | FM - DONKIN |  | 1 | 0
M5X16X1.5 | HT Flat washer | FASTENERS |  | 900 | 0
M5X16X1.5 Flat washer | M5X16X1.5 HT Flat washer | FASTENERS |  | 600 | 0
M5X25 | HEX SET SCREW - S/S 304 - A2 | FASTENERS |  | 240 | 0
M6 (6.4 X12X1.6) FLAT WASHER DIN 125A ZINC BLUE | M6 (6.4 X12X1.6) FLAT WASHER DIN 125A ZINC BLUE | FASTENERS |  | 5700 | 0
M6 FLAT WASHER ZB | M6 (6.4 X12X1.6) FLAT WASHER DIN 125A ZINC BLUE | FASTENERS |  | 192 | 0
M6 HT HEX NUT Z/BLUE 6 934 GR8 ZB | M6 HT HEX NUT Z/BLUE 6 934 GR8 ZB | FASTENERS |  | 800 | 0
M6 HT HEX NUT ZB | M6 HT HEX NUT Z/BLUE 6 934 GR8 ZB | FASTENERS |  | 360 | 0
M6 HT NYLOCK NUT | M6 HT NYLOCK NUT | FASTENERS |  | 2850 | 0
M6*16 CSK ALLEN CAP SCREW MECHANICAL YELLOW 6X16 7991 10.9 MY | M6*16 CSK ALLEN CAP SCREW MECHANICAL YELLOW 6X16 7991 10.9 MY | FASTENERS |  | 30 | 0
M6*16 HT HEX SET SCREW | M6*16 HT HEX SET SCREW ENVIROPAS 6X16 933 8.8 EN | FASTENERS |  | 1234 | 0
M6*16 HT HEX SET SCREW ENVIROPAS 6X16 933 8.8 EN | M6*16 HT HEX SET SCREW ENVIROPAS 6X16 933 8.8 EN | FASTENERS |  | 1000 | 0
M6*25 | M6*25 HT HEX SET SCREW S/S A2 | FASTENERS |  | 300 | 0
M6*25 HT HEX SET SCREW Z/B | M6*25 HT HEX SET SCREW Z/BLUE | FASTENERS |  | 450 | 0
M6*25 HT HEX SET SCREW Z/BLUE | M6*25 HT HEX SET SCREW Z/BLUE | FASTENERS |  | 3100 | 0
M6*35 HT SET SCREW Z/BLUE 6X35 933 8.8 ZB | M6*35 HT SET SCREW Z/BLUE 6X35 933 8.8 ZB | FASTENERS |  | 800 | 0
M6*35 HT SET SCREW ZB | M6*35 HT SET SCREW Z/BLUE 6X35 933 8.8 ZB | FASTENERS |  | 40 | 0
M6X20X2 | M6x20x2 - Flat Washer Zinc Blue | Accessories |  | 1000 | 0
M6X20X2 FLAT WASHER ZB | M6x20x2 - Flat Washer Zinc Blue | FASTENERS |  | 500 | 0
M8 . 4*20*3 FLAT WASHER Z/BLUE 8X20X3 OLD ZB | M8 . 4*20*3 FLAT WASHER Z/BLUE 8X20X3 OLD ZB | FASTENERS |  | 700 | 0
M8 . 4*20*3 FLAT WASHER ZB | M8 . 4*20*3 FLAT WASHER Z/BLUE 8X20X3 OLD ZB | FASTENERS |  | 450 | 0
M8 ANCHOR BOLTS | M8 ANCHOR BOLTS | FASTENERS |  | 20 | 0
M8 FLAT WASHER DIN 125A ZINC BLUE (8 . 4ID*16OD*1.6THICK) 8 125A ZB | M8 FLAT WASHER DIN 125A ZINC BLUE (8 . 4ID*16OD*1.6THICK) 8 125A ZB | FASTENERS |  | 2700 | 0
M8 FLAT WASHER ZB | M8 FLAT WASHER DIN 125A ZINC BLUE (8 . 4ID*16OD*1.6THICK) 8 125A ZB | FASTENERS |  | 1196 | 0
M8 HEX NUT ZB | M8 HEX NUT ZINC/BLUE | FASTENERS |  | 130 | 0
M8 HT NYLOCK NUT | M8 HT NYLOCK NUT 8 985 GR8 | FASTENERS |  | 854 | 0
M8 HT NYLOCK NUT 8 985 GR8 | M8 HT NYLOCK NUT 8 985 GR8 | FASTENERS |  | 2050 | 0
M8 NUT | M8 HEX NUT ZINC/BLUE | FASTENERS |  | 350 | 0
M8*16 | M8*16 HT SET SCREW S/S A2 | FASTENERS |  | 300 | 0
M8*16 HT SET SCREW Z/BLUE | M8*16 HT SET SCREW Z/BLUE | FASTENERS |  | 1590 | 0
M8*25 HT HEX 8 . 8 SET SCREW Z/BLUE 8X25 933 8 . 8 ZB | M8*25 HT HEX 8 . 8 SET SCREW Z/BLUE 8X25 933 8 . 8 ZB | FASTENERS |  | 900 | 0
M8*25 HT HEX 8.8 SET SCREW | M8*25 HT HEX 8 . 8 SET SCREW Z/BLUE 8X25 933 8 . 8 ZB | FASTENERS |  | 107 | 0
M8X25 | HEX SET SCREW - S/S 304 - A2 | FASTENERS |  | 240 | 0
M8X70 | M8X70 HT HEX SET SCREWS ZINC/BLUE | FASTENERS |  | 520 | 0
M8X75 | M8X75 HT HEX SET SCREWS ZINC/BLUE | FASTENERS |  | 19 | 0
MANUFACTURE RAW CASINGS | RAW CASING | FM - CASING |  | 94 | 0
MB1000 | 1000Diam Mounting Brackets (4 per set) | FM - MBRACKET |  | 3 | 0
MB1000HD | 1000Diam Mounting Brackets Heavy Duty (4 per set) | FM - MBRACKET |  | 1 | 0
MB1000UG | 1000diam mounting brackets Ungalvanized (4 per set) | FM - DONKIN |  | 12 | 0
MB315 | 315Diam Mounting Brackets (4 per set) | FM - MBRACKET |  | 2 | 0
MB315UG | 315Diam Mounting Brackets Ungalvanised (4 per set) | FM - MBRACKET |  | 0 | 0
MB400 | 400Diam Mounting Brackets (4 per set) | FM - MBRACKET |  | 2 | 0
MB400UG | 400Diam Mounting Brackets Ungalvanised (4 per set) | FM - MBRACKET |  | 0 | 0
MB500 | 500Diam Mounting Brackets (4 per set) | FM - MBRACKET |  | 1 | 0
MB500UG | 500Diam Mounting Brackets Ungalvanised (4 per set) | FM - MBRACKET |  | 0 | 0
MB560 | 560Diam Mounting Brackets (4 per set) | FM - MBRACKET |  | 1 | 0
MB560UG | 560Diam Mounting Brackets Ungalvanised (4 per set) | FM - MBRACKET |  | 0 | 0
MB630 | 630Diam Mounting Brackets (4 per set) | FM - MBRACKET |  | 10 | 0
MB630UG | 630Diam Mounting Brackets Ungalvanised (4 per set) | FM - MBRACKET |  | 35 | 0
MB710 | 710Diam Mounting Brackets (4 per set) | FM - MBRACKET |  | 9 | 0
MB710UG | 710Diam Mounting Brackets Ungalvanised (4 per set) | FM - MBRACKET |  | 32 | 0
MB800 | 800Diam Mounting Brackets (4 per set) | FM - MBRACKET |  | 9 | 0
MB800UG | 800Diam Mounting Brackets Ungalvanised (4 per set) | FM - MBRACKET |  | 44 | 0
MB900 | 900Diam Mounting Brackets (4 per set) | FM - MBRACKET |  | 3 | 0
MB900HD | 900Diam Mounting Brackets Heavy Duty (4 per set) | FM - MBRACKET |  | 1 | 0
MB900UG | 900Diam Mounting Brackets Ungalvanised (4 per set) | FM - MBRACKET |  | 24 | 0
MF | Mounting Feet |  |  | 0 | 0
MF125011006 | MFAJAX-3 1250 c/w 11,00KW 6P 380V | FM - DONKIN |  | 0 | 0
MF125015006 | MFAJAX-3 1250 c/w 15,00KW 6P 380V | FM - DONKIN |  | 0 | 0
MF125018506 | MFAJAX-3 1250 c/w 18,50KW 6P 380V | FM - DONKIN |  | 0 | 0
MF12502206 | MFAJAX-3 1250 c/w 2,20KW 6P 380V | FM - DONKIN |  | 0 | 0
MF12503006 | MFAJAX-3 1250 c/w 3,00KW 6P 380V | FM - DONKIN |  | 0 | 0
MF12504006 | MFAJAX-3 1250 c/w 4,00KW 6P 380V | FM - DONKIN |  | 0 | 0
MF12504008 | MFAJAX-3 1250 c/w 4,00KW 8P 380V | FM - DONKIN |  | 0 | 0
MF12505506 | MFAJAX-3 1250 c/w 5,50KW 6P 380V | FM - DONKIN |  | 0 | 0
MF12505508 | MFAJAX-3 1250 c/w 5,50KW 8P 380V | FM - DONKIN |  | 0 | 0
MF12507506 | MFAJAX-3 1250 c/w 7,50KW 6P 380V | FM - DONKIN |  | 0 | 0
MF12507508 | MFAJAX-3 1250 c/w 7,50KW 8P 380V | FM - DONKIN |  | 0 | 0
MFA100011004 | MAXFLO 1000/250/14 A c/w 11,00KW 4P 380V | FM - DONKIN |  | 3 | 0
MFA100015004 | MAXFLO 1000/250/14 A c/w 15,00KW 4P 380V | FM - DONKIN |  | 0 | 0
MFA100018504 | MAXFLO 1000/250/14 A c/w 18,50KW 4P 380V | FM - DONKIN |  | 0 | 0
MFA10002206 | MAXFLO 1000/250/14 A c/w 2,20KW 6P 380V | FM - DONKIN |  | 0 | 0
MFA10003006 | MAXFLO 1000/250/14 A c/w 3,00KW 6P 380V | FM - DONKIN |  | 0 | 0
MFA10004004 | MAXFLO 1000/250/14 A c/w 4,00KW 4P 380V | FM - DONKIN |  | 1 | 0
MFA10004006 | MAXFLO 1000/250/14 A c/w 4,00KW 6P 380V | FM - DONKIN |  | 0 | 0
MFA10005504 | MAXFLO 1000/250/14 A c/w 5,50KW 4P 380V | FM - DONKIN |  | 0 | 0
MFA10005506 | MAXFLO 1000/250/14 A c/w 5,50KW 6P 380V | FM - DONKIN |  | 0 | 0
MFA10007504 | MAXFLO 1000/250/14 A c/w 7,50KW 4P 380V | FM - DONKIN |  | 0 | 0
MFA3150186 | MAXFLO 315/150/10 A c/w 0,18KW 6P 380V | FM - DONKIN |  | 0 | 0
MFA3150552 | MAXFLO 315/150/10 A c/w 0,55KW 2P 380V | FM - DONKIN |  | 0 | 0
MFA3150752 | MAXFLO 315/150/10 A c/w 0,75KW 2P 380V | FM - DONKIN |  | 0 | 0
MFA4000374 | MAXFLO 400/150/10 A c/w 0,37KW 4P 380V | FM - DONKIN |  | 0 | 0
MFA4000552 | MAXFLO 400/150/10 A c/w 0,55KW 2P 380V | FM - DONKIN |  | 0 | 0
MFA4000554 | MAXFLO 400/150/10 A c/w 0,55KW 4P 380V | FM - DONKIN |  | 0 | 0
MFA4000556 | MAXFLO 400/150/10 A c/w 0,55KW 6P 380V | FM - DONKIN |  | 0 | 0
MFA4000752 | MAXFLO 400/150/10 A c/w 0,75KW 2P 380V | FM - DONKIN |  | 0 | 0
MFA4001102 | MAXFLO 400/150/10 A c/w 1,10KW 2P 380V | FM - DONKIN |  | 0 | 0
MFA4001502 | MAXFLO 400/150/10 A c/w 1.50KW 2P 380V | FM - DONKIN |  | 0 | 0
MFA4002202 | MAXFLO 400/150/10 A c/w 2,20KW 2P 380V | FM - DONKIN |  | 0 | 0
MFA5000254 | MAXFLO 500/150/10 A c/w 0,25KW 4P 380V | FM - DONKIN |  | 0 | 0
MFA5000554 | MAXFLO 500/150/10 A c/w 0,55KW 4P 380V | FM - DONKIN |  | 0 | 0
MFA5000556 | MAXFLO 500/150/10 A c/w 0,55KW 6P 380V | FM - DONKIN |  | 0 | 0
MFA5000754 | MAXFLO 500/150/10 A c/w 0,75KW 4P 380V | FM - DONKIN |  | 0 | 0
MFA5001102 | MAXFLO 500/150/10 A c/w 1,10KW 2P 380V | FM - DONKIN |  | 0 | 0
MFA5001104 | MAXFLO 500/150/10 A c/w 1,10KW 4P 380V | FM - DONKIN |  | 0 | 0
MFA5001504 | MAXFLO 500/150/10 A c/w 1,50KW 4P 380V | FM - DONKIN |  | 0 | 0
MFA5002202 | MAXFLO 500/150/10 A c/w 2,20KW 2P 380V | FM - DONKIN |  | 0 | 0
MFA5003002 | MAXFLO 500/150/10 A c/w 3KW 2P 380V |  |  | 0 | 0
MFA5004002 | MAXFLO 500/150/10 A c/w 4,00KW 2P 380V | FM - DONKIN |  | 0 | 0
MFA500FP | MAXFLO 500/150/10 A c/w 0,25KW 4P 380V Flame Proof |  |  | 0 | 0
MFA90011004 | MAXFLO 900/250/14 A c/w 11,00KW 4P 380V | FM - DONKIN |  | 1 | 0
MFA9001506 | MAXFLO 900/250/14 A c/w 1,50KW 6P 380V | FM - DONKIN |  | 0 | 0
MFA9002204 | MAXFLO 900/250/14 A c/w 2,20KW 4P 380V | FM - DONKIN |  | 1 | 0
MFA9003004 | MAXFLO 900/250/14 A c/w 3,00KW 4P 380V | FM - DONKIN |  | 0 | 0
MFA9003006 | MAXFLO 900/250/14 A c/w 3,00KW 6P 380V | FM - DONKIN |  | 0 | 0
MFA9004004 | MAXFLO 900/250/14 A c/w 4,00KW 4P 380V | FM - DONKIN |  | 0 | 0
MFA9004006 | MAXFLO 900/250/14 A c/w 4,00KW 6P 380V | FM - DONKIN |  | 0 | 0
MFA9005504 | MAXFLO 900/250/14 A c/w 5,50KW 4P 380V | FM - DONKIN |  | 0 | 0
MFA9007504 | MAXFLO 900/250/14 A c/w 7,50KW 4P 380V | FM - DONKIN |  | 0 | 0
MFAY5600256 | MAXFLO 560/150/10 A c/w 0,25KW 6P 380V | FM - DONKIN |  | 0 | 0
MFAY5600374 | MAXFLO 560/150/10 A c/w 0,37KW 4P 380V | FM - DONKIN |  | 0 | 0
MFAY5600554 | MAXFLO 560/150/10 A c/w 0,55KW 4P 380V | FM - DONKIN |  | 0 | 0
MFAY5600556 | MAXFLO 560/150/10 A c/w 0,55KW 6P 380V | FM - DONKIN |  | 0 | 0
MFAY5600754 | MAXFLO 560/150/10 A c/w 0,75KW 4P 380V | FM - DONKIN |  | 0 | 0
MFAY5601104 | MAXFLO 560/150/10 A c/w 1,10KW 4P 380V | FM - DONKIN |  | 0 | 0
MFAY5601104. | MAXFLO 560/150/10 A c/w 0,75KW 4P 220V |  |  | 0 | 0
MFAY5601504 | MAXFLO 560/150/10 A c/w 1,50KW 4P 380V | FM - DONKIN |  | 0 | 0
MFAY5602202 | MAXFLO 560/150/10 A c/w 2,20KW 2P 380V | FM - DONKIN |  | 0 | 0
MFAY5604002 | MAXFLO 560/150/10 A c/w 4,00KW 2P 380V | FM - DONKIN |  | 0 | 0
MFAY6300374 | MAXFLO 630/150/10 A c/w 0,37KW 4P 380V | FM - DONKIN |  | 0 | 0
MFAY6300554 | MAXFLO 630/150/10 A c/w 0,55KW 4P 380V | FM - DONKIN |  | 2 | 0
MFAY6300556 | MAXFLO 630/150/10 A c/w 0,55KW 6P 380V | FM - DONKIN |  | 0 | 0
MFAY6300754 | MAXFLO 630/150/10 A c/w 0,75KW 4P 380V | FM - DONKIN |  | 0 | 0
MFAY6300756 | MAXFLO 630/150/10 A c/w 0,75KW 6P 380V | FM - DONKIN |  | 0 | 0
MFAY6301104 | MAXFLO 630/150/10 A c/w 1,10KW 4P 380V | FM - DONKIN |  | 0 | 0
MFAY6301106 | MAXFLO 630/150/10 A c/w 1,10KW 6P 380V | FM - DONKIN |  | 0 | 0
MFAY6301504 | MAXFLO 630/150/10 A c/w 1,50KW 4P 380V | FM - DONKIN |  | 0 | 0
MFAY6302204 | MAXFLO 630/150/10 A c/w 2,20KW 4P 380V | FM - DONKIN |  | 0 | 0
MFAY6303004 | MAXFLO 630/150/10 A c/w 3,00KW 4P 380V | FM - DONKIN |  | 0 | 0
MFAY6304002 | MAXFLO 630/150/10 A c/w 4,00KW 2P 380V | FM - DONKIN |  | 0 | 0
MFAY6304004 | MAXFLO 630/150/10 A c/w 4,00KW 4P 380V | FM - DONKIN |  | 0 | 0
MFAY7100556 | MAXFLO 710/150/10 A c/w 0,55KW 6P 380V | FM - DONKIN |  | 0 | 0
MFAY7100754 | MAXFLO 710/150/10 A c/w 0,75KW 4P 380V | FM - DONKIN |  | 0 | 0
MFAY7101104 | MAXFLO 710/150/10 A c/w 1,10KW 4P 380V | FM - DONKIN |  | 9 | 0
MFAY7101106 | MAXFLO 710/150/10 A c/w 1,10KW 6P 380V | FM - DONKIN |  | 0 | 0
MFAY7101504 | MAXFLO 710/150/10 A c/w 1,50KW 4P 380V | FM - DONKIN |  | 0 | 0
MFAY7101506 | MAXFLO 710/150/10 A c/w 1,50KW 6P 380V | FM - DONKIN |  | 0 | 0
MFAY7102204 | MAXFLO 710/150/10 A c/w 2,20KW 4P 380V | FM - DONKIN |  | 0 | 0
MFAY7103004 | MAXFLO 710/150/10 A c/w 3,00KW 4P 380V | FM - DONKIN |  | 0 | 0
MFAY7104004 | MAXFLO 710/150/10 A c/w 4,00KW 4P 380V | FM - DONKIN |  | 0 | 0
MFAY7105504 | MAXFLO 710/150/10 A c/w 5,50KW 4P 380V | FM - DONKIN |  | 0 | 0
MFAY8000556 | MAXFLO 800/150/10 A c/w 0,55KW 6P 380V | FM - DONKIN |  | 0 | 0
MFAY8000756 | MAXFLO 800/150/10 A c/w 0,75KW 6P 380V | FM - DONKIN |  | 0 | 0
MFAY8001104 | MAXFLO 800/150/10 A c/w 1,10KW 4P 380V | FM - DONKIN |  | 0 | 0
MFAY8001106 | MAXFLO 800/150/10 A c/w 1,10KW 6P 380V | FM - DONKIN |  | 0 | 0
MFAY8001504 | MAXFLO 800/150/10 A c/w 1,50KW 4P 380V | FM - DONKIN |  | 0 | 0
MFAY8001506 | MAXFLO 800/150/10 A c/w 1,50KW 6P 380V | FM - DONKIN |  | 0 | 0
MFAY8002204 | MAXFLO 800/150/10 A c/w 2,20KW 4P 380V | FM - DONKIN |  | 0 | 0
MFAY8002206 | MAXFLO 800/150/10 A c/w 2,20KW 6P 380V | FM - DONKIN |  | 0 | 0
MFAY8003004 | MAXFLO 800/150/10 A c/w 3,00KW 4P 380V | FM - DONKIN |  | 0 | 0
MFAY8003006 | MAXFLO 800/150/10 A c/w 3,00KW 6P 380V | FM - DONKIN |  | 0 | 0
MFAY8004004 | MAXFLO 800/150/10 A c/w 4,00KW 4P 380V | FM - DONKIN |  | 0 | 0
MFAY8005504 | MAXFLO 800/150/10 A c/w 5,50KW 4P 380V | FM - DONKIN |  | 0 | 0
MFAY8007504 | MAXFLO 800/150/10 A c/w 7,50KW 4P 380V | FM - DONKIN |  | 0 | 0
MFAZ5600374 | MAXFLO 560/250/14 A c/w 0,37KW 4P 380V | FM - DONKIN |  | 0 | 0
MFAZ5600554 | MAXFLO 560/250/14 A c/w 0,55KW 4P 380V | FM - DONKIN |  | 0 | 0
MFAZ5600556 | MAXFLO 560/250/14 A c/w 0,55KW 6P 380V | FM - DONKIN |  | 0 | 0
MFAZ5600754 | MAXFLO 560/250/14 A c/w 0,75KW 4P 380V | FM - DONKIN |  | 0 | 0
MFAZ5600756 | MAXFLO 560/250/14 A c/w 0,75KW 6P 380V | FM - DONKIN |  | 0 | 0
MFAZ5601104 | MAXFLO 560/250/14 A c/w 1,10KW 4P 380V | FM - DONKIN |  | 0 | 0
MFAZ5601504 | MAXFLO 560/250/14 A c/w 1,50KW 4P 380V | FM - DONKIN |  | 0 | 0
MFAZ5602202 | MAXFLO 560/250/14 A c/w 2,20KW 2P 380V | FM - DONKIN |  | 0 | 0
MFAZ5604002 | MAXFLO 560/250/14 A c/w 4,00KW 2P 380V | FM - DONKIN |  | 0 | 0
MFAZ6300374 | MAXFLO 630/250/14 A c/w 0,37KW 4P 380V | FM - DONKIN |  | 1 | 0
MFAZ6300554 | MAXFLO 630/250/14 A c/w 0,55KW 4P 380V | FM - DONKIN |  | 0 | 0
MFAZ6300754 | MAXFLO 630/250/14 A c/w 0,75KW 4P 380V | FM - DONKIN |  | 0 | 0
MFAZ6301104 | MAXFLO 630/250/14 A c/w 1,10KW 4P 380V | FM - DONKIN |  | 0 | 0
MFAZ6301504 | MAXFLO 630/250/14 A c/w 1,50KW 4P 380V | FM - DONKIN |  | 0 | 0
MFAZ6302204 | MAXFLO 630/250/14 A c/w 2,20KW 4P 380V | FM - DONKIN |  | 0 | 0
MFAZ6303004 | MAXFLO 630/250/14 A c/w 3,00KW 4P 380V | FM - DONKIN |  | 0 | 0
MFAZ6304002 | MAXFLO 630/250/14 A c/w 4,00KW 2P 380V | FM - DONKIN |  | 0 | 0
MFAZ6304004 | MAXFLO 630/250/14 A c/w 4,00KW 4P 380V | FM - DONKIN |  | 0 | 0
MFAZ7100556 | MAXFLO 710/250/14 A c/w 0,55KW 6P 380V | FM - DONKIN |  | 0 | 0
MFAZ7100754 | MAXFLO 710/250/14 A c/w 0,75KW 4P 380V | FM - DONKIN |  | 0 | 0
MFAZ7101104 | MAXFLO 710/250/14 A c/w 1,10KW 4P 380V | FM - DONKIN |  | 0 | 0
MFAZ7101106 | MAXFLO 710/250/14 A c/w 1,10KW 6P 380V | FM - DONKIN |  | 0 | 0
MFAZ7101504 | MAXFLO 710/250/14 A c/w 1,50KW 4P 380V | FM - DONKIN |  | 0 | 0
MFAZ7101506 | MAXFLO 710/250/14 A c/w 1,50KW 6P 380V | FM - DONKIN |  | 0 | 0
MFAZ7102204 | MAXFLO 710/250/14 A c/w 2,20KW 4P 380V | FM - DONKIN |  | 0 | 0
MFAZ7103004 | MAXFLO 710/250/14 A c/w 3,00KW 4P 380V | FM - DONKIN |  | 0 | 0
MFAZ7104004 | MAXFLO 710/250/14 A c/w 4,00KW 4P 380V | FM - DONKIN |  | 0 | 0
MFAZ7105504 | MAXFLO 710/250/14 A c/w 5,50KW 4P 380V | FM - DONKIN |  | 0 | 0
MFAZ8000556 | MAXFLO 800/250/14 A c/w 0,55KW 6P 380V | FM - DONKIN |  | 0 | 0
MFAZ8000756 | MAXFLO 800/250/14 A c/w 0,75KW 6P 380V | FM - DONKIN |  | 0 | 0
MFAZ8001104 | MAXFLO 800/250/14 A c/w 1,10KW 4P 380V | FM - DONKIN |  | 0 | 0
MFAZ8001106 | MAXFLO 800/250/14 A c/w 1,10KW 6P 380V | FM - DONKIN |  | 0 | 0
MFAZ8001504 | MAXFLO 800/250/14 A c/w 1,50KW 4P 380V | FM - DONKIN |  | 0 | 0
MFAZ8001506 | MAXFLO 800/250/14 A c/w 1,50KW 6P 380V | FM - DONKIN |  | 0 | 0
MFAZ8002204 | MAXFLO 800/250/14 A c/w 2,20KW 4P 380V | FM - DONKIN |  | 0 | 0
MFAZ8002206 | MAXFLO 800/250/14 A c/w 2,20KW 6P 380V | FM - DONKIN |  | 0 | 0
MFAZ8003004 | MAXFLO 800/250/14 A c/w 3,00KW 4P 380V | FM - DONKIN |  | 0 | 0
MFAZ8003006 | MAXFLO 800/250/14 A c/w 3,00KW 6P 380V | FM - DONKIN |  | 0 | 0
MFAZ8004004 | MAXFLO 800/250/14 A c/w 4,00KW 4P 380V | FM - DONKIN |  | 0 | 0
MFAZ8005504 | MAXFLO 800/250/14 A c/w 5,50KW 4P 380V | FM - DONKIN |  | 0 | 0
MFAZ8007504 | MAXFLO 800/250/14 A c/w 7,50KW 4P 380V | FM - DONKIN |  | 0 | 0
MFP100011004 | MAXFLO 1000/250/14 P c/w 11,00KW 4P 380V | FM - DONKIN |  | 0 | 0
MFP100015004 | MAXFLO 1000/250/14 P c/w 15,00KW 4P 380V | FM - DONKIN |  | 0 | 0
MFP100018504 | MAXFLO 1000/250/14 P c/w 18,50KW 4P 380V | FM - DONKIN |  | 0 | 0
MFP10002206 | MAXFLO 1000/250/14 P c/w 2,20KW 6P 380V | FM - DONKIN |  | 0 | 0
MFP10003006 | MAXFLO 1000/250/14 P c/w 3,00KW 6P 380V | FM - DONKIN |  | 0 | 0
MFP10004004 | MAXFLO 1000/250/14 P c/w 4,00KW 4P 380V | FM - DONKIN |  | 0 | 0
MFP10004006 | MAXFLO 1000/250/14 P c/w 4,00KW 6P 380V | FM - DONKIN |  | 0 | 0
MFP10005504 | MAXFLO 1000/250/14 P c/w 5,50KW 4P 380V | FM - DONKIN |  | 0 | 0
MFP10005506 | MAXFLO 1000/250/14 P c/w 5,50KW 6P 380V | FM - DONKIN |  | 0 | 0
MFP10007504 | MAXFLO 1000/250/14 P c/w 7,50KW 4P 380V | FM - DONKIN |  | 0 | 0
MFP3150186 | MAXFLO 315/150/10 P c/w 0,18KW 6P 380V | FM - DONKIN |  | 0 | 0
MFP3150254 | MAXFLO 315/150/10 P c/w 0,25KW 4P 380V | FM - DONKIN |  | 0 | 0
MFP3150374 | MAXFLO 315/150/10 P c/w 0,37KW 4P 380V | FM - DONKIN |  | 0 | 0
MFP3150552 | MAXFLO 315/150/10 P c/w 0,55KW 2P 380V | FM - DONKIN |  | 0 | 0
MFP3150752 | MAXFLO 315/150/10 P c/w 0,75KW 2P 380V | FM - DONKIN |  | 0 | 0
MFP4000254 | MAXFLO 400/150/10 P c/w 0,25KW 4P 380V | FM - DONKIN |  | 0 | 0
MFP4000374 | MAXFLO 400/150/10 P c/w 0,37KW 4P 380V | FM - DONKIN |  | 0 | 0
MFP4000552 | MAXFLO 400/150/10 P c/w 0,55KW 2P 380V | FM - DONKIN |  | 0 | 0
MFP4000554 | MAXFLO 400/150/10 P c/w 0,55KW 4P 380V | FM - DONKIN |  | 0 | 0
MFP4000556 | MAXFLO 400/150/10 P c/w 0,55KW 6P 380V | FM - DONKIN |  | 0 | 0
MFP4000752 | MAXFLO 400/150/10 P c/w 0,75KW 2P 380V | FM - DONKIN |  | 0 | 0
MFP4001102 | MAXFLO 400/150/10 P c/w 1,10KW 2P 380V | FM - DONKIN |  | 0 | 0
MFP4002202 | MAXFLO 400/150/10 P c/w 2,20KW 2P 380V | FM - DONKIN |  | 0 | 0
MFP5000374 | MAXFLO 500/150/10 P c/w 0,37KW 4P 380V | FM - DONKIN |  | 0 | 0
MFP5000554 | MAXFLO 500/150/10 P c/w 0,55KW 4P 380V | FM - DONKIN |  | 0 | 0
MFP5000556 | MAXFLO 500/150/10 P c/w 0,55KW 6P 380V | FM - DONKIN |  | 0 | 0
MFP5000754 | MAXFLO 500/150/10 P c/w 0,75KW 4P 380V | FM - DONKIN |  | 0 | 0
MFP5001102 | MAXFLO 500/150/10 P c/w 1,10KW 2P 380V | FM - DONKIN |  | 0 | 0
MFP5001104 | MAXFLO 500/150/10 P c/w 1,10KW 4P 380V | FM - DONKIN |  | 0 | 0
MFP5001504 | MAXFLO 500/150/10 P c/w 1,50KW 4P 380V | FM - DONKIN |  | 0 | 0
MFP5002202 | MAXFLO 500/150/10 P c/w 2,20KW 2P 380V | FM - DONKIN |  | 0 | 0
MFP5004002 | MAXFLO 500/150/10 P c/w 4,00KW 2P 380V | FM - DONKIN |  | 4 | 0
MFP90011004 | MAXFLO 900/250/14 P c/w 11,00KW 4P 380V | FM - DONKIN |  | 0 | 0
MFP9001506 | MAXFLO 900/250/14 P c/w 1,50KW 6P 380V | FM - DONKIN |  | 0 | 0
MFP9002204 | MAXFLO 900/250/14 P c/w 2,20KW 4P 380V | FM - DONKIN |  | 0 | 0
MFP9003004 | MAXFLO 900/250/14 P c/w 3,00KW 4P 380V | FM - DONKIN |  | 0 | 0
MFP9003006 | MAXFLO 900/250/14 P c/w 3,00KW 6P 380V | FM - DONKIN |  | 0 | 0
MFP9004004 | MAXFLO 900/250/14 P c/w 4,00KW 4P 380V | FM - DONKIN |  | 0 | 0
MFP9004006 | MAXFLO 900/250/14 P c/w 4,00KW 6P 380V | FM - DONKIN |  | 0 | 0
MFP9005504 | MAXFLO 900/250/14 P c/w 5,50KW 4P 380V | FM - DONKIN |  | 0 | 0
MFP9007504 | MAXFLO 900/250/14 P c/w 7,50KW 4P 380V | FM - DONKIN |  | 0 | 0
MFPY5600256 | MAXFLO 560/150/10 P c/w 0,25KW 6P 380V | FM - DONKIN |  | 0 | 0
MFPY5600374 | MAXFLO 560/150/10 P c/w 0,37KW 4P 380V | FM - DONKIN |  | 0 | 0
MFPY5600554 | MAXFLO 560/150/10 P c/w 0,55KW 4P 380V | FM - DONKIN |  | 0 | 0
MFPY5600556 | MAXFLO 560/150/10 P c/w 0,55KW 6P 380V | FM - DONKIN |  | 0 | 0
MFPY5600754 | MAXFLO 560/150/10 P c/w 0,75KW 4P 380V | FM - DONKIN |  | 0 | 0
MFPY5601104 | MAXFLO 560/150/10 P c/w 1,10KW 4P 380V | FM - DONKIN |  | 0 | 0
MFPY5601504 | MAXFLO 560/150/10 P c/w 1,50KW 4P 380V | FM - DONKIN |  | 0 | 0
MFPY5602202 | MAXFLO 560/150/10 P c/w 2,20KW 2P 380V | FM - DONKIN |  | 0 | 0
MFPY5604002 | MAXFLO 560/150/10 P c/w 4,00KW 2P 380V | FM - DONKIN |  | 0 | 0
MFPY6300374 | MAXFLO 630/150/10 P c/w 0,37KW 4P 380V | FM - DONKIN |  | 0 | 0
MFPY6300554 | MAXFLO 630/150/10 P c/w 0,55KW 4P 380V | FM - DONKIN |  | 0 | 0
MFPY6300556 | MAXFLO 630/150/10 P c/w 0,55KW 6P 380V | FM - DONKIN |  | 0 | 0
MFPY6300754 | MAXFLO 630/150/10 P c/w 0,75KW 4P 380V | FM - DONKIN |  | 3 | 0
MFPY6300756 | MAXFLO 630/150/10 P c/w 0,75KW 6P 380V | FM - DONKIN |  | 0 | 0
MFPY6301104 | MAXFLO 630/150/10 P c/w 1,10KW 4P 380V | FM - DONKIN |  | 0 | 0
MFPY6301106 | MAXFLO 630/150/10 P c/w 1,10KW 6P 380V | FM - DONKIN |  | 0 | 0
MFPY6301504 | MAXFLO 630/150/10 P c/w 1,50KW 4P 380V | FM - DONKIN |  | 0 | 0
MFPY6302204 | MAXFLO 630/150/10 P c/w 2,20KW 4P 380V | FM - DONKIN |  | 0 | 0
MFPY6303004 | MAXFLO 630/150/10 P c/w 3,00KW 4P 380V | FM - DONKIN |  | 0 | 0
MFPY6304002 | MAXFLO 630/150/10 P c/w 4,00KW 2P 380V | FM - DONKIN |  | 0 | 0
MFPY6304004 | MAXFLO 630/150/10 P c/w 4,00KW 4P 380V | FM - DONKIN |  | 0 | 0
MFPY7100556 | MAXFLO 710/150/10 P c/w 0,55KW 6P 380V | FM - DONKIN |  | 0 | 0
MFPY7100754 | MAXFLO 710/150/10 P c/w 0,75KW 4P 380V | FM - DONKIN |  | 0 | 0
MFPY7101104 | MAXFLO 710/150/10 P c/w 1,10KW 4P 380V | FM - DONKIN |  | 0 | 0
MFPY7101106 | MAXFLO 710/150/10 P c/w 1,10KW 6P 380V | FM - DONKIN |  | 0 | 0
MFPY7101504 | MAXFLO 710/150/10 P c/w 1,50KW 4P 380V | FM - DONKIN |  | 0 | 0
MFPY7101506 | MAXFLO 710/150/10 P c/w 1,50KW 6P 380V | FM - DONKIN |  | 0 | 0
MFPY7102204 | MAXFLO 710/150/10 P c/w 2,20KW 4P 380V | FM - DONKIN |  | 0 | 0
MFPY7103004 | MAXFLO 710/150/10 P c/w 3,00KW 4P 380V | FM - DONKIN |  | 0 | 0
MFPY7104004 | MAXFLO 710/150/10 P c/w 4,00KW 4P 380V | FM - DONKIN |  | 0 | 0
MFPY7105504 | MAXFLO 710/150/10 P c/w 5,50KW 4P 380V | FM - DONKIN |  | 0 | 0
MFPY8000556 | MAXFLO 800/150/10 P c/w 0,55KW 6P 380V | FM - DONKIN |  | 0 | 0
MFPY8000756 | MAXFLO 800/150/10 P c/w 0,75KW 6P 380V | FM - DONKIN |  | 0 | 0
MFPY8001104 | MAXFLO 800/150/10 P c/w 1,10KW 4P 380V | FM - DONKIN |  | 0 | 0
MFPY8001106 | MAXFLO 800/150/10 P c/w 1,10KW 6P 380V | FM - DONKIN |  | 0 | 0
MFPY8001504 | MAXFLO 800/150/10 P c/w 1,50KW 4P 380V | FM - DONKIN |  | 0 | 0
MFPY8001506 | MAXFLO 800/150/10 P c/w 1,50KW 6P 380V | FM - DONKIN |  | 0 | 0
MFPY8002204 | MAXFLO 800/150/10 P c/w 2,20KW 4P 380V | FM - DONKIN |  | 0 | 0
MFPY8002206 | MAXFLO 800/150/10 P c/w 2,20KW 6P 380V | FM - DONKIN |  | 0 | 0
MFPY8003004 | MAXFLO 800/150/10 P c/w 3,00KW 4P 380V | FM - DONKIN |  | 0 | 0
MFPY8003006 | MAXFLO 800/150/10 P c/w 3,00KW 6P 380V | FM - DONKIN |  | 0 | 0
MFPY8004004 | MAXFLO 800/150/10 P c/w 4,00KW 4P 380V | FM - DONKIN |  | 0 | 0
MFPY8005504 | MAXFLO 800/150/10 P c/w 5,50KW 4P 380V | FM - DONKIN |  | 0 | 0
MFPY8007504 | MAXFLO 800/150/10 P c/w 7,50KW 4P 380V | FM - DONKIN |  | 0 | 0
MFPZ5600374 | MAXFLO 560/250/14 P c/w 0,37KW 4P 380V | FM - DONKIN |  | 0 | 0
MFPZ5600554 | MAXFLO 560/250/14 P c/w 0,55KW 4P 380V | FM - DONKIN |  | 2 | 0
MFPZ5600556 | MAXFLO 560/250/14 P c/w 0,55KW 6P 380V | FM - DONKIN |  | 0 | 0
MFPZ5600754 | MAXFLO 560/250/14 P c/w 0,75KW 4P 380V | FM - DONKIN |  | 0 | 0
MFPZ5600756 | MAXFLO 560/250/14 P c/w 0,75KW 6P 380V | FM - DONKIN |  | 0 | 0
MFPZ5601104 | MAXFLO 560/250/14 P c/w 1,10KW 4P 380V | FM - DONKIN |  | 0 | 0
MFPZ5601504 | MAXFLO 560/250/14 P c/w 1,50KW 4P 380V | FM - DONKIN |  | 0 | 0
MFPZ5602202 | MAXFLO 560/250/14 P c/w 2,20KW 2P 380V | FM - DONKIN |  | 0 | 0
MFPZ5604002 | MAXFLO 560/250/14 P c/w 4,00KW 2P 380V | FM - DONKIN |  | 0 | 0
MFPZ6300374 | MAXFLO 630/250/14 P c/w 0,37KW 4P 380V | FM - DONKIN |  | 0 | 0
MFPZ6300554 | MAXFLO 630/250/14 P c/w 0,55KW 4P 380V | FM - DONKIN |  | 0 | 0
MFPZ6300754 | MAXFLO 630/250/14 P c/w 0,75KW 4P 380V | FM - DONKIN |  | 0 | 0
MFPZ6301104 | MAXFLO 630/250/14 P c/w 1,10KW 4P 380V | FM - DONKIN |  | 0 | 0
MFPZ6301504 | MAXFLO 630/250/14 P c/w 1,50KW 4P 380V | FM - DONKIN |  | 0 | 0
MFPZ6302204 | MAXFLO 630/250/14 P c/w 2,20KW 4P 380V | FM - DONKIN |  | 0 | 0
MFPZ6303004 | MAXFLO 630/250/14 P c/w 3,00KW 4P 380V | FM - DONKIN |  | 0 | 0
MFPZ6304002 | MAXFLO 630/250/14 P c/w 4,00KW 2P 380V | FM - DONKIN |  | 0 | 0
MFPZ6304004 | MAXFLO 630/250/14 P c/w 4,00KW 4P 380V | FM - DONKIN |  | 0 | 0
MFPZ7100556 | MAXFLO 710/250/14 P c/w 0,55KW 6P 380V | FM - DONKIN |  | 0 | 0
MFPZ7100754 | MAXFLO 710/250/14 P c/w 0,75KW 4P 380V | FM - DONKIN |  | 0 | 0
MFPZ7101104 | MAXFLO 710/250/14 P c/w 1,10KW 4P 380V | FM - DONKIN |  | 0 | 0
MFPZ7101106 | MAXFLO 710/250/14 P c/w 1,10KW 6P 380V | FM - DONKIN |  | 0 | 0
MFPZ7101504 | MAXFLO 710/250/14 P c/w 1,50KW 4P 380V | FM - DONKIN |  | 0 | 0
MFPZ7101506 | MAXFLO 710/250/14 P c/w 1,50KW 6P 380V | FM - DONKIN |  | 0 | 0
MFPZ7102204 | MAXFLO 710/250/14 P c/w 2,20KW 4P 380V | FM - DONKIN |  | 0 | 0
MFPZ7103004 | MAXFLO 710/250/14 P c/w 3,00KW 4P 380V | FM - DONKIN |  | 0 | 0
MFPZ7104004 | MAXFLO 710/250/14 P c/w 4,00KW 4P 380V | FM - DONKIN |  | 0 | 0
MFPZ7105504 | MAXFLO 710/250/14 P c/w 5,50KW 4P 380V | FM - DONKIN |  | 0 | 0
MFPZ8000556 | MAXFLO 800/250/14 P c/w 0,55KW 6P 380V | FM - DONKIN |  | 0 | 0
MFPZ8000756 | MAXFLO 800/250/14 P c/w 0,75KW 6P 380V | FM - DONKIN |  | 0 | 0
MFPZ8001104 | MAXFLO 800/250/14 P c/w 1,10KW 4P 380V | FM - DONKIN |  | 0 | 0
MFPZ8001106 | MAXFLO 800/250/14 P c/w 1,10KW 6P 380V | FM - DONKIN |  | 0 | 0
MFPZ8001504 | MAXFLO 800/250/14 P c/w 1,50KW 4P 380V | FM - DONKIN |  | 0 | 0
MFPZ8001506 | MAXFLO 800/250/14 P c/w 1,50KW 6P 380V | FM - DONKIN |  | 0 | 0
MFPZ8002204 | MAXFLO 800/250/14 P c/w 2,20KW 4P 380V | FM - DONKIN |  | 0 | 0
MFPZ8002206 | MAXFLO 800/250/14 P c/w 2,20KW 6P 380V | FM - DONKIN |  | 0 | 0
MFPZ8003004 | MAXFLO 800/250/14 P c/w 3,00KW 4P 380V | FM - DONKIN |  | 0 | 0
MFPZ8003006 | MAXFLO 800/250/14 P c/w 3,00KW 6P 380V | FM - DONKIN |  | 0 | 0
MFPZ8004004 | MAXFLO 800/250/14 P c/w 4,00KW 4P 380V | FM - DONKIN |  | 0 | 0
MFPZ8005504 | MAXFLO 800/250/14 P c/w 5,50KW 4P 380V | FM - DONKIN |  | 0 | 0
MFPZ8007504 | MAXFLO 800/250/14 P c/w 7,50KW 4P 380V | FM - DONKIN |  | 0 | 0
MH125011004 | MFAJAX-3 1250 c/w 11,00KW 4P 380V | FM - DONKIN |  | 0 | 0
MH125011006 | MFAJAX-3 1250 c/w 11,00KW 6P 380V | FM - DONKIN |  | 0 | 0
MH125011008 | MFAJAX-3 1250 c/w 11,00KW 8P 380V | FM - DONKIN |  | 0 | 0
MH125015004 | MFAJAX-3 1250 c/w 15,00KW 4P 380V | FM - DONKIN |  | 0 | 0
MH125015006 | MFAJAX-3 1250 c/w 15,00KW 6P 380V | FM - DONKIN |  | 0 | 0
MH125015008 | MFAJAX-3 1250 c/w 15,00KW 8P 380V | FM - DONKIN |  | 0 | 0
MH125018504 | MFAJAX-3 1250 c/w 18,50KW 4P 380V | FM - DONKIN |  | 0 | 0
MH125018506 | MFAJAX-3 1250 c/w 18,50KW 6P 380V | FM - DONKIN |  | 0 | 0
MH125018508 | MFAJAX-3 1250 c/w 18,50KW 8P 380V | FM - DONKIN |  | 0 | 0
MH125022004 | MFAJAX-3 1250 c/w 22,00KW 4P 380V | FM - DONKIN |  | 0 | 0
MH125022006 | MFAJAX-3 1250 c/w 22,00KW 6P 380V | FM - DONKIN |  | 0 | 0
MH125022008 | MFAJAX-3 1250 c/w 22,00KW 8P 380V | FM - DONKIN |  | 0 | 0
MH125030004 | MFAJAX-3 1250 c/w 30,00KW 4P 380V | FM - DONKIN |  | 0 | 0
MH125030006 | MFAJAX-3 1250 c/w 30,00KW 6P 380V | FM - DONKIN |  | 0 | 0
MH125030008 | MFAJAX-3 1250 c/w 30,00KW 8P 380V | FM - DONKIN |  | 0 | 0
MH12503006 | MFAJAX-3 1250 c/w 3,00KW 6P 380V | FM - DONKIN |  | 0 | 0
MH125037004 | MFAJAX-3 1250 c/w 37,00KW 4P 380V | FM - DONKIN |  | 0 | 0
MH125037006 | MFAJAX-3 1250 c/w 37,00KW 6P 380V | FM - DONKIN |  | 0 | 0
MH125037008 | MFAJAX-3 1250 c/w 37,00KW 8P 380V | FM - DONKIN |  | 0 | 0
MH12504006 | MFAJAX-3 1250 c/w 4,00KW 6P 380V | FM - DONKIN |  | 0 | 0
MH12504008 | MFAJAX-3 1250 c/w 4,00KW 8P 380V | FM - DONKIN |  | 0 | 0
MH125045004 | MFAJAX-3 1250 c/w 45,00KW 4P 380V | FM - DONKIN |  | 0 | 0
MH125045006 | MFAJAX-3 1250 c/w 45,00KW 6P 380V | FM - DONKIN |  | 0 | 0
MH125055004 | MFAJAX-3 1250 c/w 55,00KW 4P 380V | FM - DONKIN |  | 0 | 0
MH12505506 | MFAJAX-3 1250 c/w 5,50KW 6P 380V | FM - DONKIN |  | 0 | 0
MH12505508 | MFAJAX-3 1250 c/w 5,50KW 8P 380V | FM - DONKIN |  | 0 | 0
MH125075004 | MFAJAX-3 1250 c/w 75,00KW 4P 380V | FM - DONKIN |  | 0 | 0
MH12507506 | MFAJAX-3 1250 c/w 7,50KW 6P 380V | FM - DONKIN |  | 0 | 0
MH12507508 | MFAJAX-3 1250 c/w 7,50KW 8P 380V | FM - DONKIN |  | 0 | 0
MJ1500 | Majax-1 470 Impeller |  |  | 0 | 0
MP0400B150A05PR14071 | Impeller 0400mm 'B' 150A05PR 14mm 071Frame Deg00 -10 DEG |  |  | 0 | 0
MP0500B150A05AR24090 | Impeller 0500mm 'B' 150A05AR 24mm 090Frame Deg00 - 14 DEG |  |  | 0 | 0
MP0630B150A10AR24090 | Impeller 0630mm 'B' 150A10AR 24mm 090Frame Deg00 - 27 DEG |  |  | 0 | 0
MP0710B150A05PR24090 | eller 0710mm 'B' 150A05PR 24mm 090Frame Deg00 - 21 DEG |  |  | 0 | 0
MP0710B150A05PR240901 | Impeller 0710mm 'B' 150A05PR 24mm 090Frame Deg00 - 23 DEG |  |  | 0 | 0
MP0710B150A10AR28100 | Impeller 0710mm 'B' 150A10AR 28mm 100Frame Deg00 - 35 DEG |  |  | 0 | 0
MP9. | 4 Aluminum Hose Sleeve MP |  |  | 0 | 0
MR60Hz | Rewind motor to 60Hz incl. SATMOS Treatment |  |  | 0 | 0
MRAD315 | MRAD 315 | FM - KAYITES |  | 0 | 0
MRB 250/0.75 | c/w 4 kW 2 Pole 380 V (Direct Driven) |  |  | 0 | 0
MRB 800/1.0 SI | c/w 18.5 kW 4 Pole 380 V (Belt Driven) |  |  | 0 | 0
MS3150552 | MAJAX-3 315 c/w 0,55KW 2P 220V | FM - DONKIN |  | 0 | 0
MS3150554 | MAJAX-3 315 c/w 0,55KW 4P 220V | FM - DONKIN |  | 0 | 0
MS3150556 | MAJAX-3 315 c/w 0,55KW 6P 220V | FM - DONKIN |  | 0 | 0
MS4000186 | MAJAX-3 400 c/w 0,18KW 6P 220V | FM - DONKIN |  | 0 | 0
MS4000254 | MAJAX-3 400 c/w 0,25KW 4P 220V | FM - DONKIN |  | 0 | 0
MS4000374 | MAJAX-3 400 c/w 0,37KW 4P 220V | FM - DONKIN |  | 0 | 0
MS4000552 | MAJAX-3 400 c/w 0,55KW 2P 220V | FM - DONKIN |  | 0 | 0
MS4000754 | MAJAX-3 400 c/w 0,75KW 4P 220V | FM - DONKIN |  | 0 | 0
MS4001102 | MAJAX-3 400 c/w 1,10KW 2P 220V | FM - DONKIN |  | 0 | 0
MS4001502 | MAJAX-3 400 c/w 1,50KW 2P 220V | FM - DONKIN |  | 0 | 0
MS4002202 | MAJAX-3 400 c/w 2,20KW 2P 220V | FM - DONKIN |  | 0 | 0
MS5000186 | MAJAX-3 500 c/w 0,18KW 6P 220V | FM - DONKIN |  | 0 | 0
MS5000254 | MAJAX-3 500 c/w 0,25KW 4P 220V | FM - DONKIN |  | 0 | 0
MS5000374 | MAJAX-3 500 c/w 0,37KW 4P 220V | FM - DONKIN |  | 0 | 0
MS5000554 | MAJAX-3 500 c/w 0,55KW 4P 220V | FM - DONKIN |  | 0 | 0
MS5000556 | MAJAX-3 500 c/w 0,55KW 6P 220V | FM - DONKIN |  | 0 | 0
MS5000752 | MAJAX-3 500 c/w 0,75KW 2P 220V | FM - DONKIN |  | 0 | 0
MS5000754 | MAJAX-3 500 c/w 0,75KW 4P 220V | FM - DONKIN |  | 0 | 0
MS5001102 | MAJAX-3 500 c/w 1,10KW 2P 220V | FM - DONKIN |  | 0 | 0
MS5001104 | MAJAX-3 500 c/w 1,10KW 4P 220V | FM - DONKIN |  | 0 | 0
MS5001502 | MAJAX-3 500 c/w 1,50KW 2P 220V | FM - DONKIN |  | 0 | 0
MS5001504 | MAJAX-3 500 c/w 1,50KW 4P 220V | FM - DONKIN |  | 0 | 0
MS5002202 | MAJAX-3 500 c/w 2,20KW 2P 220V | FM - DONKIN |  | 0 | 0
MS5600186 | MAJAX-3 560 c/w 0,18KW 6P 220V | FM - DONKIN |  | 0 | 0
MS5600374 | MAJAX-3 560 c/w 0,37KW 4P 220V | FM - DONKIN |  | 0 | 0
MS5600554 | MAJAX-3 560 c/w 0,55KW 4P 220V | FM - DONKIN |  | 0 | 0
MS5600556 | MAJAX-3 560 c/w 0,55KW 6P 220V | FM - DONKIN |  | 0 | 0
MS5600754 | MAJAX-3 560 c/w 0,75KW 4P 220V | FM - DONKIN |  | 0 | 0
MS5601102 | MAJAX-3 560 c/w 1,10KW 2P 220V | FM - DONKIN |  | 0 | 0
MS5601104 | MAJAX-3 560 c/w 1,10KW 4P 220V | FM - DONKIN |  | 0 | 0
MS5601502 | MAJAX-3 560 c/w 1,50KW 2P 220V | FM - DONKIN |  | 0 | 0
MS5601504 | MAJAX-3 560 c/w 1,50KW 4P 220V | FM - DONKIN |  | 0 | 0
MS5602202 | MAJAX-3 560 c/w 2,20KW 2P 220V | FM - DONKIN |  | 0 | 0
MS5605502 | MAJAX-3 560 c/w 5,50KW 2P 220V | FM - DONKIN |  | 0 | 0
MS6300186 | MAJAX-3 630 c/w 0,18KW 6P 220V | FM - DONKIN |  | 0 | 0
MS6300374 | MAJAX-3 630 c/w 0,37KW 4P 220V | FM - DONKIN |  | 0 | 0
MS6300554 | MAJAX-3 630 c/w 0,55KW 4P 220V | FM - DONKIN |  | 0 | 0
MS6300556 | MAJAX-3 630 c/w 0,55KW 6P 220V | FM - DONKIN |  | 0 | 0
MS6300754 | MAJAX-3 630 c/w 0,75KW 4P 220V | FM - DONKIN |  | 0 | 0
MS6301104 | MAJAX-3 630 c/w 1,10KW 4P 220V | FM - DONKIN |  | 0 | 0
MS6301504 | MAJAX-3 630 c/w 1,50KW 4P 220V | FM - DONKIN |  | 0 | 0
MS6302204 | MAJAX-3 630 c/w 2,20KW 4P 220V | FM - DONKIN |  | 0 | 0
MT-PROMIG 250T | PROMIG 250T MACHINE | CONSUMABLES |  | 2 | 0
MT100011004 | MAJAX-3 1000 c/w 11,00KW 4P 380V | FM - DONKIN |  | 0 | 0
MT100011006 | MAJAX-3 1000 c/w 11,00KW 6P 380V | FM - DONKIN |  | 1 | 0
MT10001106 | MAJAX-3 1000 c/w 1,10KW 6P 380V | FM - DONKIN |  | 0 | 0
MT100015004 | MAJAX-3 1000 c/w 15,00KW 4P 380V | FM - DONKIN |  | 3 | 0
MT10001506 | MAJAX-3 1000 c/w 1,50KW 6P 380V | FM - DONKIN |  | 0 | 0
MT100018504 | MAJAX-3 1000 c/w 18,50KW 4P 380V | FM - DONKIN |  | 0 | 0
MT100022004 | MAJAX-3 1000 c/w 22,00KW 4P 380V | FM - DONKIN |  | 0 | 0
MT10002206 | MAJAX-3 1000 c/w 2,20KW 6P 380V | FM - DONKIN |  | 0 | 0
MT100030004 | MAJAX-3 1000 c/w 30,00KW 4P 380V | FM - DONKIN |  | 0 | 0
MT10003004 | MAJAX-3 1000 c/w 3,00KW 4P 380V | FM - DONKIN |  | 0 | 0
MT10003006 | MAJAX-3 1000 c/w 3,00KW 6P 380V | FM - DONKIN |  | 0 | 0
MT10004004 | MAJAX-3 1000 c/w 4,00KW 4P 380V | FM - DONKIN |  | 0 | 0
MT10004006 | MAJAX-3 1000 c/w 4,00KW 6P 380V | FM - DONKIN |  | 0 | 0
MT10004008 | MAJAX-3 1000 c/w 4,00KW 8P 380V | FM - DONKIN |  | 0 | 0
MT10005504 | MAJAX-3 1000 c/w 5,50KW 4P 380V | FM - DONKIN |  | 0 | 0
MT10005506 | MAJAX-3 1000 c/w 5,50KW 6P 380V | FM - DONKIN |  | 0 | 0
MT10007504 | MAJAX-3 1000 c/w 7,50KW 4P 380V | FM - DONKIN |  | 0 | 0
MT10007506 | MAJAX-3 1000 c/w 7,50KW 6P 380V | FM - DONKIN |  | 0 | 0
MT160037006 | MAJAX-3 1600 c/w 37,00KW 6P 380V |  |  | 0 | 0
MT3150186 | MAJAX-3 315 c/w 0,18KW 6P 380V | FM - DONKIN |  | 0 | 0
MT3150254 | MAJAX-3 315 c/w 0,25KW 4P 380V | FM - DONKIN |  | 0 | 0
MT3150372 | Majax-3 315 c/w 0.37kW 2 Pole 380V |  |  | 0 | 0
MT3150552 | MAJAX-3 315 c/w 0,55KW 2P 380V | FM - DONKIN |  | 0 | 0
MT3150556 | MAJAX-3 315 c/w 0,55KW 6P 380V | FM - DONKIN |  | 0 | 0
MT4000186 | MAJAX-3 400 c/w 0,18KW 6P 380V | FM - DONKIN |  | 2 | 0
MT4000254 | MAJAX-3 400 c/w 0,25KW 4P 380V | FM - DONKIN |  | 0 | 0
MT4000374 | MAJAX-3 400 c/w 0,37KW 4P 380V | FM - DONKIN |  | 2 | 0
MT4000552 | MAJAX-3 400 c/w 0,55KW 2P 380V | FM - DONKIN |  | 0 | 0
MT4001102 | MAJAX-3 400 c/w 1,10KW 2P 380V | FM - DONKIN |  | 0 | 0
MT4001502 | MAJAX-3 400 c/w 1,50KW 2P 380V | FM - DONKIN |  | 0 | 0
MT4002202 | MAJAX-3 400 c/w 2,20KW 2P 380V | FM - DONKIN |  | 0 | 0
MT4007502 | MAJAX 400 c/w 0.75kW 2Pole 380V |  |  | 0 | 0
MT500 | Majax 500 Impeller |  |  | 0 | 0
MT5000186 | MAJAX-3 500 c/w 0,18KW 6P 380V | FM - DONKIN |  | 1 | 0
MT5000254 | MAJAX-3 500 c/w 0,25KW 4P 380V | FM - DONKIN |  | 0 | 0
MT5000374 | MAJAX-3 500 c/w 0,37KW 4P 380V | FM - DONKIN |  | 0 | 0
MT5000554 | MAJAX-3 500 c/w 0,55KW 4P 380V | FM - DONKIN |  | 0 | 0
MT5000556 | MAJAX-3 500 c/w 0,55KW 6P 380V | FM - DONKIN |  | 0 | 0
MT5000754 | MAJAX-3 500 c/w 0,75KW 4P 380V | FM - DONKIN |  | 0 | 0
MT5001102 | MAJAX-3 500 c/w 1,10KW 2P 380V | FM - DONKIN |  | 0 | 0
MT5001104 | MAJAX-3 500 c/w 1,10KW 4P 380V | FM - DONKIN |  | 0 | 0
MT5001502 | MAJAX-3 500 c/w 1,50KW 2P 380V | FM - DONKIN |  | 0 | 0
MT5001504 | MAJAX-3 500 c/w 1,50KW 4P 380V | FM - DONKIN |  | 0 | 0
MT5002202 | MAJAX-3 500 c/w 2,20KW 2P 380V | FM - DONKIN |  | 0 | 0
MT5004002 | MAJAX-3 500 c/w 4,00KW 2P 380V | FM - DONKIN |  | 0 | 0
MT5600186 | MAJAX-3 560 c/w 0,18KW 6P 380V | FM - DONKIN |  | 0 | 0
MT5600374 | MAJAX-3 560 c/w 0,37KW 4P 380V | FM - DONKIN |  | 0 | 0
MT5600554 | MAJAX-3 560 c/w 0,55KW 4P 380V | FM - DONKIN |  | 0 | 0
MT5600556 | MAJAX-3 560 c/w 0,55KW 6P 380V | FM - DONKIN |  | 1 | 0
MT5600754 | MAJAX-3 560 c/w 0,75KW 4P 380V | FM - DONKIN |  | 0 | 0
MT5601102 | MAJAX-3 560 c/w 1,10KW 2P 380V | FM - DONKIN |  | 0 | 0
MT5601104 | MAJAX-3 560 c/w 1,10KW 4P 380V | FM - DONKIN |  | 1 | 0
MT5601502 | MAJAX-3 560 c/w 1,50KW 2P 380V | FM - DONKIN |  | 1 | 0
MT5601504 | MAJAX-3 560 c/w 1,50KW 4P 380V | FM - DONKIN |  | 0 | 0
MT5602202 | MAJAX-3 560 c/w 2,20KW 2P 380V | FM - DONKIN |  | 0 | 0
MT5604002 | MAJAX-3 560 c/w 4,00KW 2P 380V | FM - DONKIN |  | 1 | 0
MT5607502BIF | Majax-2 535 20.D.8-BIF-T200 c/w 7.5 kW 2 Pole 380V |  |  | 0 | 0
MT6300186 | MAJAX-3 630 c/w 0,18KW 6P 380V | FM - DONKIN |  | 5 | 0
MT6300374 | MAJAX-3 630 c/w 0,37KW 4P 380V | FM - DONKIN |  | 0 | 0
MT6300554 | MAJAX-3 630 c/w 0,55KW 4P 380V | FM - DONKIN |  | 0 | 0
MT6300556 | MAJAX-3 630 c/w 0,55KW 6P 380V | FM - DONKIN |  | 0 | 0
MT6300754 | MAJAX-3 630 c/w 0,75KW 4P 380V | FM - DONKIN |  | 0 | 0
MT6300756 | MAJAX-3 630 c/w 0,75KW 6P 380V | FM - DONKIN |  | 0 | 0
MT63011002 | MAJAX-3 630 c/w 11,00KW 2P 380V | FM - DONKIN |  | 0 | 0
MT6301104 | MAJAX-3 630 c/w 1,10KW 4P 380V | FM - DONKIN |  | 0 | 0
MT6301504 | MAJAX-3 630 c/w 1,50KW 4P 380V | FM - DONKIN |  | 0 | 0
MT6302204 | MAJAX-3 630 c/w 2,20KW 4P 380V | FM - DONKIN |  | 0 | 0
MT6303004 | MAJAX-3 630 c/w 3,00KW 4P 380V | FM - DONKIN |  | 0 | 0
MT6305502 | MAJAX-3 630 c/w 5,50KW 2P 380V | FM - DONKIN |  | 0 | 0
MT6307502 | MAJAX-3 630 c/w 7,50KW 2P 380V | FM - DONKIN |  | 0 | 0
MT7100554 | MAJAX-3 710 c/w 0,55KW 4P 380V | FM - DONKIN |  | 0 | 0
MT7100556 | MAJAX-3 710 c/w 0,55KW 6P 380V | FM - DONKIN |  | 0 | 0
MT7100754 | MAJAX-3 710 c/w 0,75KW 4P 380V | FM - DONKIN |  | 0 | 0
MT7101104 | MAJAX-3 710 c/w 1,10KW 4P 380V | FM - DONKIN |  | 0 | 0
MT7101106 | MAJAX-3 710 c/w 1,10KW 6P 380V | FM - DONKIN |  | 0 | 0
MT7101504 | MAJAX-3 710 c/w 1,50KW 4P 380V | FM - DONKIN |  | 0 | 0
MT7101506 | MAJAX-3 710 c/w 1,50KW 6P 380V | FM - DONKIN |  | 0 | 0
MT7102204 | MAJAX-3 710 c/w 2,20KW 4P 380V | FM - DONKIN |  | 0 | 0
MT7102206 | MAJAX-3 710 c/w 2,20KW 6P 380V | FM - DONKIN |  | 0 | 0
MT7103004 | MAJAX-3 710 c/w 3,00KW 4P 380V | FM - DONKIN |  | 0 | 0
MT7103006 | MAJAX-3 710 c/w 3,00KW 6P 380V | FM - DONKIN |  | 0 | 0
MT7104004 | MAJAX-3 710 c/w 4,00KW 4P 380V | FM - DONKIN |  | 0 | 0
MT7104006 | MAJAX-3 710 c/w 4,00KW 6P 380V | FM - DONKIN |  | 0 | 0
MT7105504 | MAJAX-3 710 c/w 5,50KW 4P 380V | FM - DONKIN |  | 0 | 0
MT7105506 | MAJAX-3 710 c/w 5,50KW 6P 380V | FM - DONKIN |  | 0 | 0
MT7107504 | MAJAX-3 710 c/w 7,50KW 4P 380V | FM - DONKIN |  | 0 | 0
MT7603004 | Majax-2 760-32-E-8 c/w 3.0KW 4P 380V |  |  | 0 | 0
MT8000556 | MAJAX-3 800 c/w 0,55KW 6P 380V | FM - DONKIN |  | 0 | 0
MT80011004 | MAJAX-3 800 c/w 11,00KW 4P 380V | FM - DONKIN |  | 0 | 0
MT8001106 | MAJAX-3 800 c/w 1,10KW 6P 380V | FM - DONKIN |  | 0 | 0
MT8001504 | MAJAX-3 800 c/w 1,50KW 4P 380V | FM - DONKIN |  | 0 | 0
MT8001506 | MAJAX-3 800 c/w 1,50KW 6P 380V | FM - DONKIN |  | 0 | 0
MT8002204 | MAJAX-3 800 c/w 2,20KW 4P 380V | FM - DONKIN |  | 1 | 0
MT8002204. | MAJAX-2 800 c/w 2,20KW 4P 380V - FUMAX |  |  | 0 | 0
MT8002206 | MAJAX-3 800 c/w 2,20KW 6P 380V | FM - DONKIN |  | 0 | 0
MT8003004 | MAJAX-3 800 c/w 3,00KW 4P 380V | FM - DONKIN |  | 0 | 0
MT8003006 | MAJAX-3 800 c/w 3,00KW 6P 380V | FM - DONKIN |  | 0 | 0
MT8004004 | MAJAX-3 800 c/w 4,00KW 4P 380V | FM - DONKIN |  | 0 | 0
MT8005504 | MAJAX-3 800 c/w 5,50KW 4P 380V | FM - DONKIN |  | 0 | 0
MT8007504 | MAJAX-3 800 c/w 7,50KW 4P 380V | FM - DONKIN |  | 0 | 0
MT90011004 | MAJAX-3 900 c/w 11,00KW 4P 380V | FM - DONKIN |  | 0 | 0
MT9001104 | MAJAX-3 900 c/w 1,10KW 4P 380V | FM - DONKIN |  | 0 | 0
MT9001106 | MAJAX-3 900 c/w 1,10KW 6P 380V | FM - DONKIN |  | 0 | 0
MT9001504 | MAJAX-3 900 c/w 1,50KW 4P 380V | FM - DONKIN |  | 0 | 0
MT9001506 | MAJAX-3 900 c/w 1,50KW 6P 380V | FM - DONKIN |  | 0 | 0
MT9002204 | MAJAX-3 900 c/w 2,20KW 4P 380V | FM - DONKIN |  | 1 | 0
MT9002206 | MAJAX-3 900 c/w 2,20KW 6P 380V | FM - DONKIN |  | 0 | 0
MT9003004 | MAJAX-3 900 c/w 3,00KW 4P 380V | FM - DONKIN |  | 0 | 0
MT9003006 | MAJAX-3 900 c/w 3,00KW 6P 380V | FM - DONKIN |  | 0 | 0
MT9004004 | MAJAX-3 900 c/w 4,00KW 4P 380V | FM - DONKIN |  | 0 | 0
MT9004006 | MAJAX-3 900 c/w 4,00KW 6P 380V | FM - DONKIN |  | 0 | 0
MT9005504 | MAJAX-3 900 c/w 5,50KW 4P 380V | FM - DONKIN |  | 0 | 0
MT9005506 | MAJAX-3 900 c/w 5,50KW 6P 380V | FM - DONKIN |  | 0 | 0
MT9007504 | MAJAX-3 900 c/w 7,50KW 4P 380V | FM - DONKIN |  | 0 | 0
MT9007506 | MAJAX-3 900 c/w 7,50KW 6P 380V | FM - DONKIN |  | 0 | 0
MTB8005504 | MAJAX-Bifucated 800 c/w 5.5kW 4Pole 380V |  |  | 0 | 0
MTBELT 500 20.C.8 | MAJAX-2 500 BAREFAN BELT DRIVEN |  |  | 0 | 0
MTPL5000374 | Majax-2 Plate Mounted 500 20.C.8 c/w 0.37 kW 4 Pole 380 V |  |  | 0 | 0
MTPL7102204 | Majax-2 Plate Mounted 710 20.D.8 c/w 2.2 kW 4 Pole 380 V |  |  | 0 | 0
Majax-2 400 15.B.8 IM | Impeller | FM - DONKIN |  | 0 | 0
Majax-2 400-15-B-8 Bifucated | T200 c/w 1.1kw 2P 400V |  |  | 0 | 0
Majax-2 630.20.D.4 | Speed Controller | FM - DONKIN |  | 0 | 0
Man Cooler | 600mm c/w 1.5kw 220v |  |  | 0 | 0
Material | Material | FM - ELECTRICAL WIRING |  | 1 | 0
MaxfloA 710/150/5 | c/w1.5kw 4Pole 380V |  |  | 0 | 0
MaxfloP 710/150/5 | c/w 1.5kw 4Pole 380V |  |  | 0 | 0
Mild Steel-200x200x1.6mm | Laser-Cut Mild Steel Plate 200x200x1.6mm |  |  | 16 | 0
Mild Steel-310x310x1.6mm | Laser-Cut Mild Steel Plate 310x310x1.6mm |  |  | 2 | 0
Mild Steel-620x620x1.6mm | Laser-Cut Mild Steel Plate 620x620x1.6mm |  |  | 2 | 0
N3002-TUNBOOT-600-00-07 | TUNGSTEN BOOT BLACK 7 | FM - UNIFORM |  | 0 | 0
NAME PLATES | Name plates/ engraving plates | FM - WORKS |  | 500 | 0
NITRO PRO | includes PDF Editing (Windows, Mac, iOS), unlimited eSigning, and Customer Support. |  |  | 1 | 0
NONE | AIRMAX-2.850 WALL MOUNT | FM - DONKIN |  | 0 | 0
NRD | Non Return Discharge Dampers | FM - DONKIN |  | 11 | 0
NS40/610/610/300 | HEPA FILTER 4000M3/H |  |  | 5 | 0
NS40/610/610/300. | HEPA FILTER 4000M/H |  |  | 0 | 0
New .Impeller | 400D |  |  | 0 | 0
Non-Taxable Extra's | Non-Taxable Extra's | Accessories |  | 2 | 0
OUTSTANDING BALANCE | Outstanding Balance for industrial Fans |  |  | 0 | 0
PAINT-WORKS | SPRAY PAINT INLET CONES | FM - PAINTING |  | 0 | 0
PD2 | White | FM - DONKIN |  | 8 | 0
PHPM20B | M20 SCREW-IN BLANKING PLUGS (BLK) | FM - WORKS |  | 300 | 0
PHPM25B | M25 SCREW-IN BLANKING PLUGS (BLK) | FM - WORKS |  | 30 | 0
PINE | CRATING 25X114X1.8M |  |  | 496 | 0
PINE - BXXX 50X76X6.0M | PINE - BXXX 50X76X6.0M |  |  | 71 | 0
PINE - CRATING 25X114X3 .6M | PINE - CRATING 25X114X3 .6M |  |  | 115 | 0
PMGB20-13.5 | M20 NYLON COMPRESSION GLAND GREY | FM - WORKS |  | 800 | 0
PMGB25-18 | M25 NYLON COMPRESSION GLAND GREY | FM - WORKS |  | 400 | 0
POZI SELF TAPPER | No10 ( 4 . 8mm) *19 PAN/HD POZI SELF TAPPER 10X19 7981 | FASTENERS |  | 500 | 0
POZI SELF TAPPER - 10 | No10 (4 .8mm)x19 PAN/HD POZI SELF TAPPER 10X19 7981 | FASTENERS |  | 2040 | 0
POZI SELF TAPPER - 12 | No12 (5.5mm)x19 PAN/HD POZI SELF TAPPER 10X19 7981 | FASTENERS |  | 600 | 0
PQ3070-2RH | 0.37KW 2P 400V PAD | FM - MOTORS |  | 0 | 0
PQ3083-4RH | 0.75KW 4P 400V PAD | FM - MOTORS |  | 0 | 0
PQ3090-4RH | 1.1KW 4P 400V PAD | FM - MOTORS |  | 0 | 0
PR3mm x 1300mm | New W11F 3mm x 1300mm Plate Roller |  |  | 1 | 0
PRA GLAND FLP Exde BRASS CPR N*1 M20 | PRA GLAND FLP Exde BRASS CPR N*1 M20 |  |  | 8 | 0
PRA LOCKNUT BRASS No 0 & 1 - M20 | PRA LOCKNUT BRASS No 0 & 1 - M20 |  |  | 4 | 0
PRA LOCKNUT BRASS No 2 - M25 | PRA LOCKNUT BRASS No 2 - M25 |  |  | 4 | 0
PRA REDUCER FLP Ex d/e 25M-20F | PRA REDUCER FLP Ex d/e 25M-20F |  |  | 4 | 0
PROGRAM - Customized Programming Service | Development of web Based Fan Selection Program |  |  | 6 | 0
PRPFAN822 | FAC30/4 Propeller Fan | FM - IMPELLER |  | 1 | 0
PTAVAV23795 | VCD 200 S595 SW 1.00KW MLM 24V Master |  |  | 0 | 0
PTAVAV23796 | VCD 250 S595 SW 1.25KW MLM 24V Master |  |  | 0 | 0
PVT/20 | PVT/20 c/w 130W 2880RPM 220V |  |  | 10 | 0
PVT/30 | PVT/30 c/w 380W 2800RPM 220V | Accessories |  | 10 | 0
PVT/40 | PVT/40 c/w 1.1kW 2800RPM 220V |  |  | 10 | 0
PVT/50 | PVT /50 c/w 2.2KkW 2800RPM 220V |  |  | 10 | 0
PWT PI150 0R7G3Z | PI150 VSD 0.75KW 380V IP20 BRK |  |  | 2 | 0
Pallet Wrap | Clear Pallet Wrap, Extended Core, 450x400x10mic (Roll) | FM - WORKS |  | 6 | 0
Partial Payment | Industrial fan - Partial Payment |  |  | 0 | 0
Pl Blades | Plastic Blades | FM - IMPELLER |  | 1205 | 0
Pl Blanks | Plastic Blanks | FM - IMPELLER |  | 290 | 0
Plasma Cuts | Sheets cut(10), Plates cut(56) & Ends Cut(60) |  |  | 1 | 0
Project Name | The Precint |  |  | 0 | 0
QCP- | Data Book |  |  | 0 | 0
QD GP 5LT | QD GREY PRIMER 5LT | FM - WORKS |  | 1 | 0
R30 MD II ATEX | R30 MD II ATEX 3G/D II GOR 1.1kW ATEX II 2G Ex db eb IIC T3 GB- B14 IIC T3 130 V220/380 -50 Hz IE3 |  |  | 0 | 0
RA | 1500x600x850 long Rectangular Attenuator | FM - DONKIN |  | 0 | 0
RAD100 | RAD 100 | FM - KAYITES |  | 0 | 0
RAD125 | RAD 125 | FM - KAYITES |  | 12 | 0
RAD150 | RAD 150 | FM - KAYITES |  | 11 | 0
RAD160 | RAD 160 | FM - KAYITES |  | 0 | 0
RAD200 | RAD 200 | FM - KAYITES |  | 0 | 0
RAD250 | RAD 250 | FM - KAYITES |  | 35 | 0
RAD315 | RAD 315 | FM - KAYITES |  | 0 | 0
RAD355 | RAD 355 | FM - KAYITES |  | 17 | 0
RB Flex | Flexible connection |  |  | 0 | 0
RB7/0.5 | SISW c/w 0.55 kW 2P 380V |  |  | 0 | 0
REC10050 | REC 100-50 | FM - KAYITES |  | 1 | 0
REC3015 | REC 30-15 | FM - KAYITES |  | 2 | 0
REC4020A | REC 40-20 A | FM - KAYITES |  | 0 | 0
REC4020B | REC 40-20 B | FM - KAYITES |  | 2 | 0
REC5025 | REC 50-25 | FM - KAYITES |  | 0 | 0
REC6030 | REC 60-30 | FM - KAYITES |  | 0 | 0
REC6035 | REC 60-35 | FM - KAYITES |  | 1 | 0
REC7040 | REC 70-40 | FM - KAYITES |  | 0 | 0
REC8050 | REC 80-50 | FM - KAYITES |  | 0 | 0
RECT ATT | 1100 X 1100 and 1500mm Long | FM - DONKIN |  | 0 | 0
REFURBISHING | FAN REFURBISHMENT |  |  | 0 | 0
RENTAL | RENTAL |  |  | 10 | 0
REPAIR-BLADE | 315 X 70 Wide Radical Bladed Fan - Existing Inlet ring removed - New one Manufactured & re-assembled | CONSUMABLES |  | 0 | 0
RIGM6 | RIGID POC FILTERS 600X600X600 M6 6POC |  |  | 16 | 0
RS1-400 | Controller 1.8 amp ( Excl.J.Box) | Accessories |  | 0 | 0
RT1.25-4S | Red Ring Terminal 4mm Stud | FM - WORKS |  | 1600 | 0
RT1.25-5S | Red Ring Terminal 5mm Stud | FM - WORKS |  | 1600 | 0
RT1.25-6S | Red Ring Terminal 6mm Stud | FM - WORKS |  | 400 | 0
RTube-25x1.9-6M | Round Tube 25x1.9-6M | CASING |  | 1 | 0
RTube-32x1.9-6M | Round Tube 32x1.9-6M | CASING |  | 3 | 0
RTube-38x1.9-6M | Round Tube 38x1.9-6M | CASING |  | 1 | 0
RV+02-4 Inch | Safety Valve - Press 300- 600mBar - 4Inch |  |  | 0 | 0
RV02-4 | Safety Valve - Press 300-600mBar - 4 |  |  | 0 | 0
RW0.14220 | Rewind 0.1Kw 1430rpm 230V Motor Suitable for 60Hz Operation | FM - LUCK & KING |  | 2 | 0
RepairCMP | Repair teh casing by replacing the flange to be 3mm thick and re-paint entire casing |  |  | 2 | 0
Repairr | Mahindra repair chip |  |  | 0 | 0
Rewind Motors | From 400V to 525V | FM - LUCK & KING |  | 22 | 0
Rewind To | 525V | FM - MOTORS |  | 3 | 0
Roshcon | Ducting |  |  | 0 | 0
S-STARMIG-255 | SMARTER STAR MIG 255 with Parker torch | CONSUMABLES |  | 1 | 0
S/S | Pleated Panel Filter 595 x 595 x 48 |  |  | 12 | 0
S/S POZI SELF TAPPER | No10 (4.8mm)x19 PAN/HD POZI SELF TAPPER - S/S 304 - A2 | FASTENERS |  | 1000 | 0
S1 | Silencers |  |  | 0 | 0
SA | Skid Assembly |  |  | 0 | 0
SA06/GF | 900 X 600 X 1200 Rectangular Attenuator |  |  | 0 | 0
SA07/GF | 600 X 600 X 1200 Rectangular Attenuator |  |  | 0 | 0
SA08/GF | 1500 X 600 X 1200 Rectangular Attenuator |  |  | 0 | 0
SA10/GF | 1800 X 350 X 1200 Rectangular Attenuator |  |  | 0 | 0
SA11/GF | 1800 X 350 X 1200 Rectangular Attenuator |  |  | 0 | 0
SA12/GF | 630mm Dia 1.5D Silencer |  |  | 0 | 0
SACFW500B10P0T4DB20G2 | VSD 4KW 380V 10A |  |  | 0 | 0
SACFW500D24P0T4DB20G2 | VSD 11KW 380V 24A |  |  | 0 | 0
SAF-1.5 Inch | - Inlet Wire Screen Mesh - 1.5Inch |  |  | 0 | 0
SAF-4 Inch - | - Inlet Wire Screen Mesh - 4Inch |  |  | 0 | 0
SAF4 | Inlet Wire Screen Mesh - 4 inch |  |  | 0 | 0
SAL280 | SAL 280 | FM - KAYITES |  | 0 | 0
SAL315 | SAL 315 | FM - KAYITES |  | 0 | 0
SAL355 | SAL 355 | FM - KAYITES |  | 0 | 0
SAL400 | SAL 400 | FM - KAYITES |  | 2 | 0
SAL450 | SAL 450 | FM - KAYITES |  | 0 | 0
SAL500 | SAL 500 | FM - KAYITES |  | 0 | 0
SAL560 | SAL 560 | FM - KAYITES |  | 0 | 0
SAL630 | SAL 630 | FM - KAYITES |  | 0 | 0
SAL710 | SAL 710 | FM - KAYITES |  | 0 | 0
SAV STICKERS | Solvent Printed SAV Stickers - Rounded Corners - (108mm x 88mm) | FM - WORKS |  | 600 | 0
SCB0820-1.3kW-M | Side Channel Blower - 1.3kW-M - 1 1/2 - 230V | FM - FPZ |  | 1 | 0
SCBD2M0.7kWb | SCB D2M 0.7kW - 220V | FM - BLOWER |  | 0 | 0
SCBD2T0.7kWB | SCB D2T 0.7kW - 400V | FM - BLOWER |  | 0 | 0
SCBD3M1.3kWB | SCB D3M 1.3kW - 220V | FM - BLOWER |  | 0 | 0
SCBD3T0.85kWB | SCB D3T 0.85kW - 400V | FM - BLOWER |  | 0 | 0
SCBD3T1.3kWB | SCB D3T 1.3kW - 400V | FM - BLOWER |  | 0 | 0
SCBD4M1.3kWB | SCB D4M 1.3kW - 220V | FM - BLOWER |  | 0 | 0
SCBD4M1.5kWB | SCB D4M 1.5kW - 220V | FM - BLOWER |  | 0 | 0
SCBD4M2.2kWB | SCB D4M 2.2kW - 220V | FM - BLOWER |  | 0 | 0
SCBD4T1.6kWB | SCB D4T 1.6kW - 400V | FM - BLOWER |  | 0 | 0
SCBD4T2.2kW- | Side Channel Blower D4T 2.2kW - 400V - 3Ph - 50Hz - 1.5Inch |  |  | 0 | 0
SCBD4T2.2kWB | SCB D4T 2.2kW - 400V | FM - BLOWER |  | 0 | 0
SCBD5T2.2kWB | SCB D5T 2.2kW - 400V | FM - BLOWER |  | 0 | 0
SCBD5T3kWB | SCB D5T 3kW - 400V | FM - BLOWER |  | 0 | 0
SCBD5T4kWB | SCB D5T 4kW - 400V | FM - BLOWER |  | 0 | 0
SCBD7T3.0kWB | SCB D7T 3.0kW - 400V | FM - BLOWER |  | 0 | 0
SCBD7T5.5kWB | SCB D7T 5.5kW - 400V | FM - BLOWER |  | 0 | 0
SCBD8T5.5kWB | SCB D8T 5.5kW - 400V | FM - BLOWER |  | 0 | 0
SCBD9T16.5kW | Side Channel Blower D5T 16.5kW - 400V - 3Ph - 50Hz - 4Inch |  |  | 0 | 0
SCBFLT1.25B | SCB Blower Simple Intake Filter - 1 1/4 | FM - BLOWER |  | 19 | 0
SCBFLT1.5B | SCB Blower Simple Intake Filter - 1 1/2 | FM - BLOWER |  | 18 | 0
SCBFLT2.5B | SCB Blower Simple Intake Filter - 2 1/2 | FM - BLOWER |  | 3 | 0
SCBFLT4 | SCB Blower Simple Intake Filter - 4 | FM - BLOWER |  | 4 | 0
SCBPV1.25AB | SCB Pressure Relieve Valve - 1 1/4 - Aluminium | FM - BLOWER |  | 19 | 0
SCBPV1.25PB | SCB Pressure Relieve Valve - 1 1/4 - Plastic | FM - BLOWER |  | 1 | 0
SCBPV4AB | SCB Pressure Relieve Valve - 4 - Aluminium | FM - BLOWER |  | 5 | 0
SCBS0T0.12kWB | SCB S0T 0.12kW - 400V | FM - BLOWER |  | 0 | 0
SCBS1M0.2kWB | SCB S1M 0.2kW - 220V | FM - BLOWER |  | 0 | 0
SCBS1T0.2kWB | SCB S1T 0.2kW - 400V | FM - BLOWER |  | 0 | 0
SCBS2M0.25kWB | SCB S2M 0.25kW - 220V | FM - BLOWER |  | 0 | 0
SCBS2M0.4kWB | SCB S2M 0.4kW - 220V | FM - BLOWER |  | 0 | 0
SCBS2T0.25kWB | SCB S2T 0.25kW - 400V | FM - BLOWER |  | 0 | 0
SCBS2T0.4kWB | SCB S2T 0.4kW - 400V | FM - BLOWER |  | 0 | 0
SCBS3M0.55kWB | SCB S3M 0.55kW - 220V | FM - BLOWER |  | 0 | 0
SCBS3M0.7kWB | SCB S3M 0.7kW - 220V | FM - BLOWER |  | 0 | 0
SCBS3T0.55kWB | SCB S3T 0.55kW - 400V | FM - BLOWER |  | 0 | 0
SCBS3T0.7kWB | SCB S3T 0.7kW - 400V | FM - BLOWER |  | 0 | 0
SCBS4M0.7kWB | SCB S4M 0.7kW - 220V | FM - BLOWER |  | 0 | 0
SCBS4M0.85kWB | SCB S4M 0.85kW - 220V | FM - BLOWER |  | 0 | 0
SCBS4M1.3kWB | SCB S4M 1.3kW - 220V | FM - BLOWER |  | 0 | 0
SCBS4T0.7kWB | SCB S4T 0.7kW - 400V | FM - BLOWER |  | 0 | 0
SCBS4T0.85kWB | SCB S4T 0.85kW - 400V | FM - BLOWER |  | 0 | 0
SCBS4T1.3kWB | SCB S4T 1.3kW - 400V | FM - BLOWER |  | 0 | 0
SCBS5M1.3kWB | SCB S5M 1.3kW - 220V | FM - BLOWER |  | 0 | 0
SCBS5M1.5kWB | SCB S5M 1.5kW - 220V | FM - BLOWER |  | 0 | 0
SCBS5M2.2kWB | SCB S5M 2.2kW - 220V | FM - BLOWER |  | 0 | 0
SCBS5T1.3kWB | SCB S5T 1.3kW - 400V | FM - BLOWER |  | 0 | 0
SCBS5T1.6kWB | SCB S5T 1.6kW - 400V | FM - BLOWER |  | 0 | 0
SCBS5T2.2kWB | SCB S5T 2.2kW - 400V | FM - BLOWER |  | 0 | 0
SCBS6M2.2kWB | SCB S6M 2.2kW - 220V | FM - BLOWER |  | 0 | 0
SCBS6T2.2kWB | SCB S6T 2.2kW - 400V | FM - BLOWER |  | 0 | 0
SCBS6T3kWB | SCB S6T 3kW - 400V | FM - BLOWER |  | 0 | 0
SCBS7T3kWB | SCB S7T 3kW - 400V | FM - BLOWER |  | 0 | 0
SCBS7T4.3kWB | SCB S7T 4.3kW - 400V | FM - BLOWER |  | 0 | 0
SCBS8T4.3kWB | SCB S8T 4.3kW - 400V | FM - BLOWER |  | 0 | 0
SCBS8T5.5kWB | SCB S8T 5.5kW - 400V | FM - BLOWER |  | 0 | 0
SCBS8T7.5kWB | SCB S8T 7.5kW - 400V | FM - BLOWER |  | 0 | 0
SCBS9T12.5kW | Side Channel Blower S9T 12.5Kw - 525V - 4 |  |  | 0 | 0
SCL-R20MD-0.75kW-400V | SCL R20MD 0.75kW 400V BLOWER | FM - FPZ |  | 1 | 0
SE07MD50+0004 | e7 MD 4.0Kw 3Ph |  |  | 0 | 0
SE07MS50+0005 | SCL e07-MS MOR IE3 M.E. 4.0-4.8KW - 2 POLI 345-415/200-240V 50Hz - 380-480/220-280V 60Hz. IP55 | FM - FPZ |  | 1 | 0
SE07MS50+0012 | SCL e07-MS MOR IE3 M.E. 5.5 - 6.5 kW - 2 POLI -600-720/345-415V 50Hz - 660-830/380-480V 60Hz WR | FM - FPZ |  | 1 | 0
SE08MS50+0014 | SCL e08-MS MOR - IE3 M.E 7.5KW - 9.0KW - 2 POLI | FM - FPZ |  | 2 | 0
SE08MS55 | SCL e08-MS MOR IE3 - M.E. 5.5 kW- 525V -IE3 -IP55 NATURAL FINISH | FM - FPZ |  | 1 | 0
SE10MS50+0005 | SCL e10-MS MOR IE3 M.E. 11 - 13 kW - 2 POLI - 380V - IP55 Natural Finish | FM - FPZ |  | 3 | 0
SE11MS00+0048 | SCL e11-MS MOR IE2 M.E. 11 - 13 kW - 2 POLI - 300/525V 50HZ 360/630V 60HZ IE2 - CL. F TROP. | FM - FPZ |  | 9 | 0
SE11TS50+0002 | SCL e11-TS MOR IER - M.E 22 - 25.5 kW - 2 POLI - IE3 CL. F TROP. PTO IP55 - NATURAL FINISH | FM - FPZ |  | 5 | 0
SE12TS50+0000 | SCL e12-TS MOR IE3 - M.E. 18.5 - 22 kW - 2 POLI |  |  | 0 | 0
SEF100 | SEF 100 | FM - KAYITES |  | 16 | 0
SEF125 | SEF125 | FM - KAYITES |  | 17 | 0
SFB04006006 | Flat Bar CQ 40x6mm 6 Mtr | CASING |  | 3 | 0
SH01 | HAND STRAPPING 12X 1500M - BLACK | FM - WORKS |  | 1 | 0
SHPBSW | BANDSAW WELD ONLY BIMETAL | FM - WORKS |  | 2 | 0
SHR03012252450 | HR Sheet SAE1008 2450x1225x3 | CASING |  | 1 | 0
SITEW | Site Work - 8 hours |  |  | 0 | 0
SK03MS50+0121 | SCL K03-MS MOR IE3 M.E. 0.55 - 0.65 kW 2 POLI345-415/200-240V 50Hz - 380-480/220-280V 60Hz WR | FM - FPZ |  | 2 | 0
SLA2025 | Support SLA Mar |  |  | 7 | 0
SMOKE EXTRACTION FS 160/180 | TERMINAL BLOCK 300c | FM - MOTORS |  | 1 | 0
SMR2005 | Spring Mount 2 - 750 - White | FM - DONKIN |  | 4 | 0
SMR3002 | Spring Mount 3 - 1350 - Yellow |  |  | 0 | 0
SMR3005 | Spring Mount 3 - 1000 - Black |  |  | 0 | 0
SMR3005. | Spring Mount 3 - 1000 - Black |  |  | 0 | 0
SMR3006 | Spring Mount 3 - 1350 - Yellow |  |  | 0 | 0
SMR3007 | Spring Mount 3 - 1675 - Yellow |  |  | 0 | 0
SMRH1003 | Spring Mount H 1-125Red | FM - DONKIN |  | 0 | 0
SMRH1004 | Spring Mount H 1-200Black | FM - DONKIN |  | 0 | 0
SMRH1005 | Spring Mount H 1-310Yellow | FM - DONKIN |  | 0 | 0
SMW23030 | 5.5KW 4P 380V IP55 300 C/2HR WEG SMOKEX PAD W22 MOTOR | FM - MOTORS |  | 3 | 0
SOF250 | SOF 250 | FM - KAYITES |  | 0 | 0
SOF300 | SOF 300 | FM - KAYITES |  | 0 | 0
SOF350 | SOF 350 | FM - KAYITES |  | 0 | 0
SOF400 | SOF 400 | FM - KAYITES |  | 0 | 0
SOF450 | SOF 450 | FM - KAYITES |  | 0 | 0
SOF500 | SOF 500 | FM - KAYITES |  | 0 | 0
SOF630 | SOF 630 | FM - KAYITES |  | 0 | 0
SP | Spark Proofing - SP | FM - LUCK & KING |  | 2 | 0
SQL-GLF12.5-D | Galvanised Industrial Extractor Fan + Grill & Louvers: 1380sq, 220V, 1.1kw, 440rpm, 44000m3/hr |  |  | 5 | 0
SQL-GLF12.5-GR | GLF Grill: 1380sq. |  |  | 5 | 0
SQL-GLF9.5-D | GLF 9.5 c/w 0.75kW 220v |  |  | 1 | 0
SQL-GR75F | GLF Fan Wheel - Fixed 70mm |  |  | 10 | 0
SQL-GR75PBR | GLF Fan Wheel - PBK 70mm |  |  | 10 | 0
SR20MD00+0095 | SCL R20-MD GOR ATEX 2G ANOD. +V.INOX + IMPR. EU M.E.0.75-0.9KW - 2 POLI 230/400-50 |  |  | 0 | 0
SR30MD000024 | SCL R30-MD MOR M.E 1.5KW 1Ph 220V | FM - FPZ |  | 0 | 0
SR30MD000069 | SCL R30-MD MOR EU M.E 1.5KW 3Ph 380V | FM - FPZ |  | 0 | 0
SR30MD50 | R30 MD 1.5Kw 380V 3-ph |  |  | 0 | 0
SR30MD50+0010 | R30 MD 1.5K 380V 3Ph |  |  | 0 | 0
SR30MD50+0020 | R30 MD 1.5Kw 220V 1-ph |  |  | 0 | 0
SR40MD00 + 0006 | SCL R40-MD MOR EU M.E 2.2kW - 2 POLI 230-50 V-HZ - MF - CL.F TROP. + PTO - IP55 - PAINTED | FM - FPZ |  | 1 | 0
SR40MD00+0006 | SCL R40MD | FM - FPZ |  | 0 | 0
SSD | New Disk replacement SSD 512gb from invoice AXG0205 |  |  | 1 | 0
ST0.14220 | Satmos Treatment 0.1Kw 1430rpm 230V | FM - LUCK & KING |  | 2 | 0
ST0001 | 760diam/9bladed/28mmbore/30deg/Impeller/FB |  |  | 10 | 0
STEPDRILL11 | STEP DRILL 4-22 X2MM T/CRAFT | CONSUMABLES |  | 0 | 0
STEPDRILL32 | STEP DRILL 4-32 X 2MM | CONSUMABLES |  | 0 | 0
STOCK GALVANIZING-12 JULY 2024 | STOCK GALVANIZING-12 JULY 2024 | FM - CASING |  | 198 | 0
STORAGE1000000 | Rental Space to Store Goods |  |  | 1 | 0
SWA02.5X4BKLH | STEEL WIRE ARMOURED 2.5MM X 4 | FM - WORKS |  | 12 | 0
Sea Freight | Sea Freight 2-off Blower |  |  | 0 | 0
Search Engine | Search Engine Optimisation - Pro Package |  |  | 7 | 0
Service Provider | Service |  |  | 0 | 0
Spare Motor | Tiracamino | FM - VORTICE |  | 0 | 0
Spring Hanger | 2.280 Green |  |  | 0 | 0
Stantionary | Stationary |  |  | 25 | 0
TAB10130 | 1.1kw 6P 400V B30 90L IE1 MOTOR WEG W21 IP55 AL BOX | FM - MOTORS |  | 1 | 0
TAB15030 | 2.2kW 2P 400V B30 90L IE1 MOTOR WEG W11 IP55 AL BOX |  |  | 0 | 0
TAB15030- | 2.2kW 2P 400V B30 90L IE1 MOTOR WEG W11 IP55 AL BOX | FM - MOTORS |  | 1 | 0
TAP08130 | 0.75kw 6P 400V B30 90S IE1 MOTOR WEG W21 IP55 AL LEAD | FM - MOTORS |  | 1 | 0
TAXIP F300 450-5-25 | c/w 0.55 kW 4 Pole 380V Motor |  |  | 0 | 0
TB 315-560 | Casing Terminal Box (315-560) | FM - DONKIN |  | 38 | 0
TB 630-800 | Casing Terminal Box (560-800) | FM - DONKIN |  | 38 | 0
TC10.0X4BKHO7 | Trailing Cable 10mm2 4 Core | FM - WORKS |  | 34 | 0
TCOVER | ROPE TIE DOWN - TONNEAU COVER - MAHINDRA SINGLE CAB | Car accessories |  | 0 | 0
TEX1943033 | 3kW 4P 220/380-415V B3T 100L IE1 Motor WEG W21 IP55 FLP | FM - MOTORS |  | 1 | 0
TEX2313030 | 5.5kW 6P 380-415/660V B3 132M IE1 MOTOR WEG W21 IP55 FLP |  |  | 1 | 0
THINNERS - 25L | Thinners 25L | FM - WORKS |  | 1 | 0
THINNERS - 5L | Thinners 5l | FM - WORKS |  | 0 | 0
TR355T4 | Torrette TR 355 T4 0.55KW ATEX ZONE1 (1084 CFM) | FM - VORTICE |  | 0 | 0
TR400T4 | Torrette TR 400 T4 1.1KW ATEX ZONE1 (2700 CFM) | FM - VORTICE |  | 0 | 0
TR450T4 | Torrette TR 450 T4 2.2KW ATEX ZONE 1 (4500 CFM) | FM - VORTICE |  | 0 | 0
TR500T4 | Torrette TR 500 T4 3KW ATEX ZONE1 (6500 CFM) | FM - VORTICE |  | 0 | 0
TR500T6 | Torrette TR 500 T6 0.75KW ATEX ZONE1 (3600 CFM) | FM - VORTICE |  | 0 | 0
TR710T6 | Torrette TR 710 T6 4KW ATEX ZONE1 (9500 CFM) | FM - VORTICE |  | 0 | 0
TRK-AR-500T4 | Torrette TRK-AR 500 T4 3KW (6200CFM) | FM - VORTICE |  | 0 | 0
TRL | Traveling from Office to Airport |  |  | 0 | 0
TRS250EC | Torrette TRS 250 EC (850 CFM) | FM - VORTICE |  | 0 | 0
TRS310EC | Torrette TRS 310 EC (1050 CFM) | FM - VORTICE |  | 0 | 0
TTR07603820006 | Rec Tube 76x38x1.9-6M | FABRICATION |  | 0 | 0
TTS 55 Pro | TTS 55 Pro Laser Engraving Machine |  |  | 0 | 0
TTS038020006 | Sq / Tube 38X38X1.9-6M | FABRICATION |  | 0 | 0
TTS038030006 | Sq / Tube 38X38X3.0-6M | FM - FABRICATION |  | 1 | 0
TTSILENTM100 | TTSILENTM100 | Vents |  | 0 | 0
TTSILENTM125 Fan | TTSILENTM125 |  |  | 0 | 0
TTSILENTM250 | TTSILENTM250 | Vents |  | 11 | 0
Terminal-B56.36 | Terminal Blocik 56.36 - 6TN 56.36 M5 Complete | FM - WORKS |  | 590 | 0
Terminal-B70.45 | Terminal Blocks 70.45 - 6TN10, M6 | FM - WORKS |  | 45 | 0
Toll | Toll | FM - MACHINERY |  | 0 | 0
Transport | Delivery | FM - DONKIN |  | 0 | 0
Travel | Call Out |  |  | 1 | 0
UV | UV 710 / 3 / 8 1.1KW |  |  | 0 | 0
UV 250/1/4 | 220 / 1 / 50 |  |  | 0 | 0
UV 250/1/4 c/w | 0. 18 kW 220 / 1 / 50 |  |  | 0 | 0
UV 400 SCREEN | 400 SCREENS |  |  | 0 | 0
UV 400- | Impeller |  |  | 0 | 0
UV 400-3-4 | c/w 0.55 kW 4 Pole 380 | FM - DONKIN |  | 0 | 0
UV 400-3-6 | c/w 0.55 kW 6 Pole 380 | FM - DONKIN |  | 0 | 0
UV 500 | Dome Only | FM - DONKIN |  | 0 | 0
UV 500-3-4 | c/w 1.5 kW 4 Pole 380V |  |  | 0 | 0
UV 630/3/6/W | c/w 1.5 kW 6 Pole 380 V Motor | FM - DONKIN |  | 3 | 0
UV 630/3/8/W | c/w 0.75 kW 8 Pole 380 V | Fan |  | 0 | 0
UV 710/3/6 | UV710/3/6 | Roof Fans |  | 0 | 0
UV250/1/6 | c/w 0.18kW 220v Motor |  |  | 0 | 0
UV400/1/4 | UV 400/1/4 c/w 0.55kW 4Pole 220v Motor |  |  | 0 | 0
VB10NX1320 F | Friction Belt wedge Envelope SPZ SE |  |  | 4 | 0
VB13NX1340 F | VB13NX1340 FENNER |  |  | 6 | 0
VB13NX1400 F | FRICTION BELT WEDGE ENVELOPE SPA SECTION 13 X 10 X 1400MM FENNER |  |  | 3 | 0
VB13NX1600 F | FRICTION BELT WEDGE ENVELOPE SPA -SECTION 13 X 10 X 1600MM FENNER |  |  | 15 | 0
VB13NX1682 F | FRICTION BELT WEDGE ENVELOPE SPA SECTION 13 X 10 X 1682MM FENNER |  |  | 6 | 0
VB13NX1700 FF | FRICTION BELT WEDGE ENVELOPE SPA SE |  |  | 3 | 0
VB13NX1800 F | FRICTION BELT WEDGE ENVELOPE SPA SECTION 13 X 10 X 1800MM FENNER |  |  | 6 | 0
VB13NX1900 F | FRICTION BELT WEDGE ENVELOPE SPA SECTION 13 X 10 X 1900MM FENNER |  |  | 2 | 0
VCN100 | VCN100 - External Exhaust Fan - 100mm? | Vents |  | 2 | 0
VCN125 | VCN125 - External Exhaust Fan - 125mm? | Vents |  | 6 | 0
VCN150 | VCN150 - External Exhaust Fan - 150mm? | Vents |  | 1 | 0
VFC 310/300 | VFC 310/300 c/w 300W 230V MOTOR |  |  | 0 | 0
VFC 355/550 | VFC 355/550 c/w 550Watts 230V Motor |  |  | 0 | 0
VFC 450 S | VFC SILENCER |  |  | 0 | 0
VFC 450/1100.12 | c/w 1.1KW |  |  | 0 | 0
VFC 450/1100.9 | c/w 1.1KW |  |  | 0 | 0
VFC SILENCER | VFC 355/3 850Lx520Wx410H |  |  | 0 | 0
VFC SILENCER. | VFC 355/5 1450Lx520Wx410H |  |  | 0 | 0
VFC SILENCER.. | VFC 310/3 850Lx450Wx360H |  |  | 0 | 0
VFC VS 400 / 550 | c/w 0.55 kW 4 Pole 230 V Motor |  |  | 0 | 0
VFC310.147 | 147WATTS |  |  | 0 | 0
VFC355-300 | VFC 355/300 c/w 300Watts 230V Motor | FM - DONKIN |  | 10 | 0
VFC355-420 | VFC355/420 c/w 420watts 4P 230v |  |  | 0 | 0
VFC355550 | VFC 355/550 c/w 550W 4P 220V |  |  | 0 | 0
VFC355550S | 520wide x 510high x 610mm Long Silencers |  |  | 0 | 0
VLA3 & RV3 | VLA3 or RV3 - 1' | FM - FPZ |  | 5 | 0
VOC | Creation, Conformity Review, Inspection & Issuance |  |  | 2 | 0
VP 15 | VP 150K |  |  | 0 | 0
VP10 | 100 K |  |  | 0 | 0
VP12 | 125 K |  |  | 0 | 0
VRL6 | VRL6 - 2' | FM - FPZ |  | 7 | 0
VRL8 | VRL8 - 3' | FM - FPZ |  | 5 | 0
VRL9 | VRL9 - 4' | FM - FPZ |  | 7 | 0
VSD - | 37 kW 380V variable speed drive |  |  | 0 | 0
Vibrasorb Waffle/Steel | 100 x 100 -60 Shore |  |  | 0 | 0
W1G250 - HH67 - 52 | 48 V (36-57V-) DC. 105 W 2750 min 1 |  |  | 0 | 0
W82011 | Bearing RCSM 25 |  |  | 0 | 0
WAMCENTRIF | WAM Centrif c/w 1.5HP Nema Motor |  |  | 0 | 0
WAREHOUSE-FAN1 | HTMH-71-4T-4 IE3 380V 60Hz IE3 - Roof Top Exhaust Fan |  |  | 0 | 0
WD002 | FMD 600 x 600 x 50 W/D |  |  | 16 | 0
WGP3603033 | 22kW 4P 380-400-415/660-690//460V B3T 180L IE1 | FM - MOTORS |  | 1 | 0
WIRING | Wiring of welding plug and installation of welding plug x2 | FM - ELECTRICAL WIRING |  | 2 | 0
WL 400 | Wall Mount |  |  | 0 | 0
WL2525 | WEATHER LOUVRE 250*250 NS NA | FM - WORKS |  | 0 | 0
WL350 | 350x350mm Weather Louvres |  |  | 0 | 0
WL6060 | WEATHER LOUVRE 600*600 NS NA | FM - WORKS |  | 6 | 0
WP P800 | WATERPAPER P800 | FM - WORKS |  | 4 | 0
WPF50/600/600/50 | Filter |  |  | 75 | 0
WPF50/600/600/50. | WPF50/600/600/50 |  |  | 5 | 0
WS | Wall sleeve, plate and flashing |  |  | 3 | 0
WSAWBS014 | [D]HBS350N[1] 14inch WOODWORKING |  |  | 2 | 0
Wooden crate charges | Wooden crate charges | Nicotra |  | 2 | 0
YUF150 | YUF150 | FM - KAYITES |  | 2 | 0
Z4540002 | Commission for HFEAVAO.AFM.000298-AECI CHEMICALS |  |  | 0 | 0
ZZZ-SP 2200 | 0.37KW 4P 400 V B3 - IE2-OH71 M ORANGE1 |  |  | 3 | 0
bending | in house bending |  |  | 1006 | 0
changing Discharge position | to R 90 |  |  | 0 | 0
cmp 922 | cmp 922- 2T-3 2.2kw 2p |  |  | 0 | 0
copper cut | copper sheet (2000 x 1000 x 1.5mm) cut strips of 120mm across 2m length | CONSUMABLES |  | 6 | 0
e12TS30 | e12TS GOR-C + E.M. 30 KW GR 200-B5 + PTC (Motor included) |  |  | 0 | 0
flex | Inlet and Discharge Flexible Connections |  |  | 0 | 0
fuel Surcharge | Fuel Surcharge |  |  | 1 | 0

## Bin Locations
Bin Code
US-RW1-RCK4-B9
US-RW2-RCK3-B6
XX-RW1-RCK4-B12
XX-RW2-RCK4-B12
XX-RW3-RCK3-B9
XX-RW4-RCK3-B9
XX-RW5-RCK4-B11
XX-RW6-RCK4-B16
XX-RW7-RCK3-B9
XX-RW8-RCK4-B6